## Sheet1
CABLE_SYSTEM | WD_PAGE | CABLE_NAME | CABLE_TYPE | FROM_ROOM | FROM_EQUIP | FROM_NODE | FROM_REST | TO_ROOM | TO_EQUIP | TO_NODE | TO_REST | POR_LENGTH | CABLE_PATH | CABLE_OUTDIA | CHECK_NODE | SUPPLY_DECK | POR_WEIGHT
POWER | 60 | P-2GS-08M | DY1 | AFT P/P RM(P) | NO2 STRIPPING P/P J/B | PR99AP | 1 | AFT P/P RM(P) | SOL V/V | PR99AP | 1 |  |  | 13.7
POWER | 60 | P-2GS-08L | DY1 | AFT P/P RM(P) | NO2 STRIPPING P/P J/B | PR99AP | 1 | AFT P/P RM(P) | PRESS SW | PR99AP | 1 |  |  | 13.7
POWER | 59 | P-2GS-07M | DY1 | FWD P/P RM(P) | NO1 STRIPPING P/P J/B | PR99FP | 1 | FWD P/P RM(P) | SOL V/V | PR99FP | 1 |  |  | 13.7
POWER | 59 | P-2GS-07L | DY1 | FWD P/P RM(P) | NO1 STRIPPING P/P J/B | PR99FP | 1 | FWD P/P RM(P) | PRESS SW | PR99FP | 1 |  |  | 13.7
COMM | 10 | C-SPT-52B | DY1 | TW DK(S) | REALY BOX | TW99S | 1 | TW DK(S) | BELL WITH LAMP | TW99S | 1 |  |  | 13.7
COMM | 10 | C-SPT-52A | DY1 | TW DK(S) | S.P.T FOR MECH. WPRK SHOP (S) | TW99S | 1 | TW DK(S) | REALY BOX | TW99S | 1 |  |  | 13.7
COMM | 10 | C-SPT-51B | DY1 | TW DK(S) | REALY BOX | TW99S | 1 | TW DK(S) | BELL WITH LAMP | TW99S | 1 |  |  | 13.7
COMM | 10 | C-SPT-51A | DY1 | TW DK(S) | S.P.T FOR ELEC. WORK SHOP (S) | TW99S | 1 | TW DK(S) | REALY BOX | TW99S | 1 |  |  | 13.7
COMM | 11 | C-SPT-12B | DY1 | SAFETY DK.(P) | REALY BOX | SF99P | 1 | SF DK(P) | BELL WITH LAMP | SF99P | 1 |  |  | 13.7
COMM | 11 | C-SPT-12A | DY1 | SAFETY DK.(P) | S.P.T FOR COMPRESSOR RM | SF99P | 1 | SF DK(P) | REALY BOX | SF99P | 1 |  |  | 13.7
COMM | 11 | C-SPT-11B | DY1 | TW DK(P) | REALY BOX | TW99P | 1 | TW DK(P) | BELL WITH LAMP | TW99P | 1 |  |  | 13.7
COMM | 11 | C-SPT-11A | DY1 | TW DK(P) | S.P.T FOR PORT ELEC. WORK SHOP (P) | TW99P | 1 | TW DK(P) | REALY BOX | TW99P | 1 |  |  | 13.7
COMM | 11 | C-SPT-10B | DY1 | AFT P/P RM(P) | REALY BOX | PR99AP | 1 | AFT P/P RM(P) | BELL WITH LAMP | PR99AP | 1 |  |  | 13.7
COMM | 11 | C-SPT-10A | DY1 | AFT P/P RM(P) | S.P.T FOR PORT AFT PUMP ROOM | PR99AP | 1 | AFT P/P RM(P) | REALY BOX | PR99AP | 1 |  |  | 13.7
COMM | 11 | C-SPT-09B | DY1 | FWD P/P RM(P) | REALY BOX | PR99FP | 1 | FWD P/P RM(S) | BELL WITH LAMP | PR99FP | 1 |  |  | 13.7
COMM | 11 | C-SPT-09A | DY1 | FWD P/P RM(P) | S.P.T FOR PORT FWD PUMP ROOM | PR99FP | 1 | FWD P/P RM(S) | REALY BOX | PR99FP | 1 |  |  | 13.7
COMM | 10 | C-SPT-06B | DY1 | SAFETY DK.(S) | REALY BOX | SF99S | 1 | SF DK(S) | BELL WITH LAMP | SF99S | 1 |  |  | 13.7
COMM | 10 | C-SPT-06A | DY1 | SAFETY DK.(S) | S.P.T FOR EM'CY GENERATOR RM | SF99S | 1 | SF DK(S) | REALY BOX | SF99S | 1 |  |  | 13.7
COMM | 10 | C-SPT-05B | DY1 | TW DK(S) | REALY BOX | TW99S | 1 | TW DK(S) | BELL WITH LAMP | TW99S | 1 |  |  | 13.7
COMM | 10 | C-SPT-05A | DY1 | TW DK(S) | S.P.T FOR GENERATOR RM | TW99S | 1 | TW DK(S) | REALY BOX | TW99S | 1 |  |  | 13.7
COMM | 10 | C-SPT-03B | DY1 | FWD P/P RM(S) | REALY BOX | PR99FS | 1 | FWD P/P RM(S) | BELL WITH LAMP | PR99FS | 1 |  |  | 13.7
COMM | 10 | C-SPT-03A | DY1 | FWD P/P RM(S) | S.P.T FOR STBD FWD PUMP ROOM | PR99FS | 1 | FWD P/P RM(S) | RELAY BOX | PR99FS | 1 |  |  | 13.7
FIRE | 11 | FA-78 | FMY2 | AFT P/P RM PIPE TRUNK(S) | MANUAL CALL POINT(W.T) | TW99S | 1 | MECH. W/S | MANUAL CALL POINT(W.T) | TW99S |  |  |  | 12.6
COMM | 10 | C-SPT-04B | DY1 | AFT P/P RM(S) | REALY BOX | PR123 | 1 | AFT P/P RM(S) | BELL WITH LAMP | PR123 | 1 |  |  | 13.7
COMM | 10 | C-SPT-04A | DY1 | AFT P/P RM(S) | S.P.T FOR STBD AFT PUMP ROOM | PR123 | 1 | AFT P/P RM(S) | REALY BOX | PR123 | 1 |  |  | 13.7
COMM | 8 | N-VHF2-03 | DY2 | BCC | NO.2 VHF TRANSCEIVER | TO99S | 2 | BCC | NO.2 VHF POWER SUPPLY | TO99S | 2 |  |  | 14.8
COMM | 7 | N-VHF1-03 | DY2 | BCC | NO.1 VHF TRANSCEIVER | TO99S | 2 | BCC | NO.1 VHF POWER SUPPLY | TO99S | 2 |  |  | 14.8
COMM | 15 | N-CCTV-RP01 | DY1 | SAFETY DK.(S) | RECEPTACLE FOR WORKSTATION PC FOR OFFICE ROOM | SF99S | 3 | SF DK(S) | RECEPTACLE FOR WORKSTATION PC FOR OFFICE ROOM | SF99S | 3 |  |  | 13.7
CONT | 59 | A-CO-02 | MY4 | CO2 RM(S) | CO2 ALARM RELAY BOX | SF127 | 2 | CO2 RM(S) | CO2 RELEASE CABINET FOR E/G/E RM | SF127 | 2 |  |  | 13.2
CONT | 59 | A-CO-01 | MY4 | CO2 RM(S) | CO2 ALARM RELAY BOX | SF127 | 2 | CO2 RM(S) | CO2 RELEASE CABINET FOR G/E RM | SF127 | 2 |  |  | 13.2
POWER | 16 | P-DG1-11 | DY10 | GEN. RM | BATT CHARGER FOR NO.1 G/E | TW99S | 2 | GEN. RM | BATTERY SW FOR NO.2 G/E | TW99S | 2 |  |  | 19.3
CONT | 36 | A-DRF-05 | MYS2 | FWD PIPE DUCT( C) | NO.1 BCS I/O CABINET | PR030F | 4 | FWD PIPE DUCT( C) | AMP FOR L.T (FWD PIPE DUCT/DEFLECTION & SAGGING(C)) | PR030F | 3 |  |  | 12
COMM | 14 | N-CCTV-RP | DY1 | CONT. HOUSE | RECEPTACLE FOR WORKSTATION PC FOR BCR | BC099 | 3 | CONT. HOUSE | RECEPTACLE FOR WORKSTATION PC FOR BCR | BC099 | 3 |  |  | 13.7
| 1 | B-CCTV-BC01 | Y/G6 |  | BCC | TOSBCC1 | 2 |  | MONITOR | BC051 | 1 |  |  | 14
LTG | 22 | ELD-51-SPT | DY1 | SAFETY DK.(P) | SPT J/B | SF99P | 4 | SF DK(P) | SOUND POWER TELEPHONE RELAY BOX | SF99P | 4 |  |  | 13.7
CONT | 59 | A-CO-11 | MY2 | CO2 RM(S) | CO2 ALARM RELAY BOX | TW122 | 4 | CO2 RM(S) | LIMIT SW FOR CO2 MAIN V/V (E/G/E RM) | TW122 | 4 |  |  | 12
CONT | 59 | A-CO-10 | MY2 | CO2 RM(S) | CO2 ALARM RELAY BOX | TW122 | 4 | CO2 RM(S) | LIMIT SW FOR CO2 MAIN V/V (G/E RM) | TW122 | 4 |  |  | 12
LTG | 17 | LD12-02H | MY4 | SAFETY DK.(S) | LED LTG_25WX2(SURFACE) | SF175D | 5 | SF DK(S) | ROTARY SW.-W.T | SF175D | 1 |  |  | 13.2
FIRE | 10 | FA-34 | FMY2 | FWD_P/P RM ENT(S) | MANUAL CALL POINT(W.T) | TO99S | 4 | FWD P/P RM ENT(S) | SMOKE DETECTOR(W.T) | TO99S | 5 |  |  | 12.6
FIRE | 10 | FA-28 | FMY2 | EMCY GEN. RM | SMOKE DETECTOR(W.T) | SF198 | 4 | EMCY GEN. RM(S) | MANUAL CALL POINT(W.T) | SF198 | 4 |  |  | 12.6
FIRE | 10 | FA-21 | FMY2 | AFT_P/P RM ENT(S) | MANUAL CALL POINT(W.T) | TO99S | 4 | AFT_P/P RM ENT(S) | SMOKE DETECTOR(W.T) | TO99S | 5 |  |  | 12.6
CONT | 37 | A-DRF-11 | MYS2 | AFT PIPE TRUNK(C) | NO.2 BCS I/O CABINET | PR130G | 4 | FWD PIPE DUCT( C) | AMP FOR L.T (AFT PIPE DUCT/DEFLECTION & SAGGING (C)) | PR130H | 3 |  |  | 12
POWER | 50 | P-2L-06B | DY2 | TOP DK(P) | J/B FOR LOCAL CONTROL PANEL FORDISTANCE MEASURING | SF048 | 3 | TOP DK(P) | NO.4 LOCAL CONTROL PANEL FOR DISTANCE MEASURING | SF048 | 3 |  |  | 14.8
LTG | 19 | LD12-51X2 | DY2 | SAFETY DK.(S) | RP(DOUBBLE-N.W.T) | SF99S | 4 | SF DK(S) | RP(SINGLE-N.W.T) | SF99S | 4 |  |  | 14.8
LTG | 19 | LD12-51X | DY2 | SAFETY DK.(S) | RP(DOUBBLE-N.W.T) | SF99S | 4 | SF DK(S) | RP(SINGLE-N.W.T) | SF99S | 4 |  |  | 14.8
LTG | 24 | ELD-13K | DY2 | SAFETY DK.(S) | EX-PROOF INCANDESCENT LIGHT) | SF99P | 4 | SF DK(S) | EX-PROOF INCANDESCENT LIGHT) | SF99P | 4 |  |  | 14.8
POWER | 67 | P-A1-22A | DY1 | CO2 RM(S) | SWITCH | TW99S | 5 | CO2 RM(S) | DOMESTIC FAN FOR CO2 RM | TW99S | 5 |  |  | 13.7
LTG | 13 | LD22-05F | MY4 | AFT DK STORE(P) | LED LTG_25WX2(SURFACE) | SF99P | 5 | AFT DECK STORE (P) | ROTARY SW.-W.T | SF99P | 5 |  |  | 13.2
LTG | 13 | LD22-05A | MY4 | SAFETY DK.(P) | LED LTG_25WX2(FLUSH) | SF99P | 5 | SF DK(P) | FLUSH SW.-W.T | SF99P | 5 |  |  | 13.2
LTG | 13 | LD22-03N | MY4 | ELEC. PANEL RM (P) | LED LTG_25WX2(SURFACE) | SF99P | 5 | ELEC. PANEL RM (P) | ROTARY SW.-W.T | SF99P | 5 |  |  | 13.2
LTG | 18 | LD12-09G | MY4 | SAFETY DK.(S) | LED LTG_25WX2(FLUSH) | SF99S | 5 | SF DK(S) | FLUSH SW-N.W.T | SF99S | 5 |  |  | 13.2
LTG | 18 | LD12-09E | MY4 | SAFETY DK.(S) | FLUSH SW-N.W.T | SF99S | 5 | SF DK(S) | LED MIRROR LIGHT | SF99S | 5 |  |  | 13.2
LTG | 18 | LD12-09A | MY4 | SAFETY DK.(S) | LED LTG_25WX2(FLUSH) | SF99S | 5 | SF DK(S) | FLUSH SW-N.W.T | SF99S | 5 |  |  | 13.2
LTG | 18 | LD12-08G | MY4 | SAFETY DK.(S) | LED LTG_25WX2(SURFACE) | SF99S | 5 | SF DK(S) | ROTARY SW.-W.T | SF99S | 5 |  |  | 13.2
LTG | 18 | LD12-08A | MY4 | SAFETY DK.(S) | LED LTG_25WX2(FLUSH) | SF99S | 5 | SF DK(S) | FLUSH SW-N.W.T | SF99S | 5 |  |  | 13.2
LTG | 18 | LD12-07O | MY4 | ELEC. PANEL RM (S) | LED LTG_25WX2(SURFACE) | SF99S | 5 | ELEC. PANEL RM (S) | ROTARY SW.-W.T | SF99S | 5 |  |  | 13.2
LTG | 18 | LD12-07H | MY4 | SAFETY DK.(S) | LED LTG_25WX2(FLUSH) | SF99S | 5 | SF DK(S) | FLUSH SW-N.W.T | SF99S | 5 |  |  | 13.2
LTG | 18 | LD12-07A | MY4 | SAFETY DK.(S) | LED LTG_25WX2(FLUSH) | SF99S | 5 | SF DK(S) | FLUSH SW-N.W.T | SF99S | 5 |  |  | 13.2
LTG | 17 | LD12-06I | MY4 | SAFETY DK.(S) | LED LTG_25WX2(FLUSH) | SF99S | 5 | SF DK(S) | FLUSH SW-W.T | SF99S | 5 |  |  | 13.2
LTG | 17 | LD12-06E | MY4 | SAFETY DK.(S) | LED LTG_25WX2(FLUSH) | SF99S | 5 | SF DK(S) | FLUSH SW-N.W.T | SF99S | 5 |  |  | 13.2
LTG | 17 | LD12-06A | MY4 | SAFETY DK.(S) | LED LTG_25WX2(FLUSH) | SF99S | 5 | SF DK(S) | FLUSH SW-N.W.T | SF99S | 5 |  |  | 13.2
LTG | 17 | LD12-02D | MY4 | SAFETY DK.(S) | LED LTG_25WX2(FLUSH) | SF99S | 5 | SF DK(S) | FLUSH SING SWITCH-N.W.T | SF99S | 5 |  |  | 13.2
LTG | 17 | LD12-02A | MY4 | TW DK(S) | LED LTG_25WX2(FLUSH) | TW99S | 5 | TW DK(S) | FLUSH SING SWITCH-W.T | TW99S | 5 |  |  | 13.2
LTG | 22 | ELD-52H | MY4 | SAFETY DK.(S) | EX(E)-W.T | SF99S | 5 | SF DK(S) | ROTARY SW-W.T | SF99S | 5 |  |  | 13.2
LTG | 22 | ELD-52F | MY4 | SAFETY DK.(P) | LED LTG(E)_25WX2(SURFACE) | SF99P | 5 | SF DK(P) | ROTARY SW-W.T | SF99P | 5 |  |  | 13.2
LTG | 22 | ELD-52A | MY4 | SAFETY DK.(P) | LED LTG(E)_25WX2(SURFACE) | TW99P | 5 | TW DK(P) | ROTARY SW-W.T | TW99P | 5 |  |  | 13.2
LTG | 24 | ELD-15A | MY4 | TW DK(S) | LED LTG(E)_25WX2(SURFACE) | TW99P | 5 | TW DK(S) | ROTARY SW-W.T | TW99P | 5 |  |  | 13.2
LTG | 24 | ELD-13J | MY4 | SAFETY DK.(S) | EX-PROOF INCANDESCENT LIGHT) | SF99P | 5 | SF DK(S) | EX-PROOF ON-OFF SWITCH) | SF99P | 5 |  |  | 13.2
LTG | 24 | ELD-11I | MY4 | SAFETY DK.(S) | LED LTG(E)_25WX2(FLUSH) | SF99S | 5 | SF DK(S) | FLUSH SW-W.T | SF99S | 5 |  |  | 13.2
FIRE | 16 | FA-141 | FMY2 | FWD_P/P RM ENT(P) | SMOKE DETECTOR(W.T) | TO99P | 5 | FWD P/P RM ENT(P) | MANUAL CALL POINT(W.T) | TO99P | 5 |  |  | 12.6
COMM | 15 | N-PVHF-02 | DY1 | CONT. HOUSE | RECEPTACLE FOR PORTABLE VHF | BC099 | 5 | CONT. HOUSE | RECEPTACLE FOR PORTABLE VHF | BC099 | 5 |  |  | 13.7
COMM | 15 | N-PVHF-01 | DY1 | CONT. HOUSE | RECEPTACLE FOR PORTABLE VHF | BC099 | 5 | CONT. HOUSE | RECEPTACLE FOR PORTABLE VHF | BC099 | 5 |  |  | 13.7
COMM | 6 | N-ANEM-02 | MY4 | CONT. HOUSE | DIGITAL TYPE INDICATOR | BC099 | 5 | CONT. HOUSE | WIND TRANSMITTER DIMMER | BC099 | 5 |  |  | 13.2
LTG | 18 | LD12-10Q | MY4 | CONT. HOUSE | BED LIGHT & DESK LIGHT) | BC099 | 5 | CONT. HOUSE | FLUSH SW-N.W.T | BC099 | 5 |  |  | 13.2
FIRE | 15 | FL-106A | FMY2 | LV SWBD RM(P) | FLASH LIGHT FOR LV SWBD RM(AFT) | TW024C | 5 | LV SWBD RM(P) | FLASH LIGHT FOR LV SWBD RM(AFT) | TW024C | 5 |  |  | 12.6
FIRE | 10 | FA-27 | FMY2 | EMCY GEN. RM | FLAME DETECTOR(W.T) | SF199 | 5 | EMCY GEN. RM(S) | SMOKE DETECTOR(W.T) | SF199 | 4 |  |  | 12.6
LTG | 13 | LD22-01M | DY2 | SAFETY DK.(S) | PENDANT LED CEILING LTG | SF99S | 5 | SF DK(S) | PENDANT LED CEILING LTG | SF99S | 5 |  |  | 14.8
LTG | 19 | LD12-56A | DY2 | TOILET(S) | RP(DOUBBLE-W.T) | SF99S | 5 | TOILET(S) | LTG DOWN FLUSH TYPE | SF99S | 5 |  |  | 14.8
LTG | 19 | LD12-55A | DY2 | PUBLIC TOILET(S) | RP(DOUBBLE-W.T) | SF99S | 5 | PUBLIC TOILET(S) | LTG DOWN FLUSH TYPE | SF99S | 5 |  |  | 14.8
LTG | 18 | LD12-09D | DY2 | SAFETY DK.(S) | LED LTG_25WX2(FLUSH) | SF99S | 5 | SF DK(S) | FLUSH SW-N.W.T | SF99S | 5 |  |  | 14.8
LTG | 18 | LD12-08B | DY2 | SAFETY DK.(S) | LED LTG_25WX2(FLUSH) | SF99S | 5 | SF DK(S) | LED LTG_25WX2(FLUSH) | SF99S | 5 |  |  | 14.8
LTG | 17 | LD12-06B | DY2 | SAFETY DK.(S) | LED LTG_25WX2(FLUSH) | SF99S | 5 | SF DK(S) | LED LTG_25WX2(FLUSH) | SF99S | 5 |  |  | 14.8
LTG | 17 | LD12-02B | DY2 | TW DK(S) | LED LTG_25WX2(FLUSH) | TW99S | 5 | TW DK(S) | LED LTG_25WX2(FLUSH) | TW99S | 5 |  |  | 14.8
LTG | 22 | ELD-52I | DY2 | SAFETY DK.(S) | EX(E)-W.T | SF99S | 5 | SF DK(S) | EX(E)-W.T | SF99S | 5 |  |  | 14.8
LTG | 22 | ELD-51J | DY2 | SAFETY DK.(P) | LED LTG(E)_25WX2(SURFACE) | SF99P | 5 | SF DK(P) | LED LTG(E)_25WX2(SURFACE) | SF99P | 5 |  |  | 14.8
LTG | 24 | ELD-11 | DY2 | SF DK(S) | LTG J/B | SF164 | 5 | SF DK(S) | ROTARY SW-W.T | SF166 | 1 |  |  | 14.8
LTG | 15 | LD23-01G | MY4 | TWEEN DK(P) | ROTARY SW-W.T | TW076 | 3 | TW DK(P) | LED LTG_25WX2(SURFACE) | TW076 | 5 |  |  | 13.2
LTG | 13 | LD22-01L | MY4 | SAFETY DK.(S) | LED LTG_25WX2(SURFACE) | SF99S | 5 | SF DK(S) | ROTARY SW.-W.T | SF99S | 7 |  |  | 13.2
LTG | 24 | ELD-11A | MY4 | SAFETY DK.(S) | LED LTG(E)_25WX2(SURFACE) | SF99P | 6 | SF DK(S) | ROTARY SW-W.T | SF99P | 6 |  |  | 13.2
FIRE | 10 | FA-50 | FMY2 | TW_DK(S) NO.1 STP RM | MANUAL CALL POINT(W.T) | TW166 | 5 | TW_DK(S) NO.1 STP RM | SMOKE DETECTOR(N.W.T) | TW165 | 5 |  |  | 12.6
CONT | 35 | A-4LT-05 | MYS2 | AFT PIPE TRUNK(C) | NO.2 BCS I/O CABINET | PR130F | 4 | FWD P/P RM(S) | AMP FOR L.T (NO.7 CENT. TK (P)) | PR180C | 2 |  |  | 12
CONT | 34 | A-3LT-05 | MYS2 | AFT PIPE TRUNK(C) | NO.2 BCS I/O CABINET | PR130F | 4 | FWD P/P RM(S) | AMP FOR L.T (NO.7 CENT. TK (S)) | PR130C | 2 |  |  | 12
CONT | 33 | A-2LT-05 | MYS2 | FWD PIPE DUCT( C) | NO.1 BCS I/O CABINET | PR030F | 4 | FWD P/P RM(S) | AMP FOR L.T (NO.3 CENT. TK (P)) | PR080C | 2 |  |  | 12
CONT | 32 | A-1LT-05 | MYS2 | FWD PIPE DUCT( C) | NO.1 BCS I/O CABINET | PR030F | 4 | FWD P/P RM(S) | AMP FOR L.T (NO.3 CENT. TK (S)) | PR030C | 2 |  |  | 12
LTG | 15 | LD23-04O | DY2 | LV SWBD RM(P) | LTG J/B | TW011 | 5 | LV SWBD RM(P) | LED LTG_25WX2(SURFACE) | TW011 | 5 |  |  | 14.8
LTG | 14 | LD22-50H | DY2 | SAFETY DK.(P) | RP(W.T) | SF067C | 1 | SF DK(P) | RP(W.T) | SF067F | 4 |  |  | 14.8
LTG | 21 | LD13-50B | DY2 | TW DK(S) | RP(W.T) | TWS49A | 5 | TW DK(S) | RP(DOUBBLE-N.W.T) | TWS49A | 6 |  |  | 14.8
LTG | 19 | LD12-52C | DY2 | CONT. HOUSE | RP(DOUBBLE-N.W.T) | BC099 | 5 | CONT. HOUSE | RP(DOUBBLE-N.W.T) | BC099 | 5 |  |  | 14.8
LTG | 19 | LD12-52B | DY2 | CONT. HOUSE | RP(DOUBBLE-N.W.T) | BC099 | 5 | CONT. HOUSE | RP(DOUBBLE-N.W.T) | BC099 | 5 |  |  | 14.8
POWER | 51 | P-2L-10C | MY4 | SAFETY DK(P) | AIR COND. OUTSIDE UNIT(PUBLIC TOILET:SOD-01) | SF99P | 7 | SAFETY DK(P) | AIR COND. INSIDE UNIT(PUBLIC TOILET:SID-01) | SF99P | 6 |  |  | 13.2
FIRE | 10 | FA-33 | FMY2 | FWD_PASSAGE FR.57(S) | MANUAL CALL POINT(W.T) | SFS57A | 5 | FWD P/P RM ENT(S) | MANUAL CALL POINT(W.T) | SF161 | 5 |  |  | 12.6
FIRE | 16 | FA-152 | FMY2 | AFT_P/P RM ENT(P) | MANUAL CALL POINT(W.T) | SF013 | 5 | AFT_PASSAGE FR.16(P) | MANUAL CALL POINT(W.T) | SFP16A | 5 |  |  | 12.6
FIRE | 16 | FA-142 | FMY2 | FWD_P/P RM ENT(P) | MANUAL CALL POINT(W.T) | SF055 | 5 | FWD_PASSAGE FR.57(P) | MANUAL CALL POINT(W.T) | SFP57A | 5 |  |  | 12.6
POWER | 82 | P-AR-06 | MYS2 | COMP. RM(P) | NO.1 AIR COMP STARTER PANEL | TW046 | 5 | COMP. RM(P) | NO.1 AIR RESERVOIR | TW047 | 5 |  |  | 12
CONT | 30 | A-4VR-19A | TY1 | AFT PIPE TRUNK(C) | NO.2 BCS I/O CABINET | PR130F | 4 | AFT P/P RM(P) | MOTOR DRIVEN TYPE V/V, BA113VNO.8 BALANCING VLAVE | PR180A | 3 |  |  | 14.5
CONT | 35 | A-4LT-07 | MYS2 | AFT PIPE TRUNK(C) | NO.2 BCS I/O CABINET | PR130F | 4 | FWD P/P RM(S) | AMP FOR L.T (NO.8 CENT. TK (P)) | PR180C | 4 |  |  | 12
CONT | 34 | A-3LT-07 | MYS2 | AFT PIPE TRUNK(C) | NO.2 BCS I/O CABINET | PR130F | 4 | FWD P/P RM(S) | AMP FOR L.T (NO.8 CENT. TK (S)) | PR130C | 4 |  |  | 12
CONT | 24 | A-2VR-19A | TY1 | FWD PIPE DUCT( C) | NO.1 BCS I/O CABINET | PR030F | 4 | FWD P/P RM(P) | MOTOR DRIVEN TYPE V/V, BA56V NO.4 BALANCING VLAVE | PR080A | 3 |  |  | 14.5
CONT | 33 | A-2LT-07 | MYS2 | FWD PIPE DUCT( C) | NO.1 BCS I/O CABINET | PR030F | 4 | FWD P/P RM(S) | AMP FOR L.T (NO.4 CENT. TK (P)) | PR080C | 4 |  |  | 12
CONT | 32 | A-1LT-07 | MYS2 | FWD PIPE DUCT( C) | NO.1 BCS I/O CABINET | PR030F | 4 | FWD P/P RM(S) | AMP FOR L.T (NO.4 CENT. TK (S)) | PR030C | 4 |  |  | 12
LTG | 15 | LD23-04U | MY4 | TW DK(P) | 3WAY FLUSH SW-N.W.T | TW007 | 5 | TW DK(P) | 3WAY FLUSH SW-N.W.T | TW007 | 5 |  |  | 13.2
LTG | 24 | ELD-16R | MY4 | TW DK(S) | LED LTG(E)_25WX2(SURFACE) | TW104 | 7 | TW DK(S) | ROTARY SW-W.T | TW104 | 5 |  |  | 13.2
POWER | 16 | P-DG1-18 | DY2 | GEN. RM | NO.1 GEN SET ECU | TW99S | 6 | GEN. RM | BATTERY FOR NO.1 G/E | TW99S | 6 |  |  | 14.8
LTG | 19 | LD12-50X1 | DY2 | SAFETY DK.(S) | RP(DOUBBLE-N.W.T) | SF99S | 7 | SF DK(S) | RP(DOUBBLE-N.W.T) | SF99S | 5 |  |  | 14.8
LTG | 22 | ELD-54F | DY2 | TW DK(P) | LTG J/B | TW99P | 6 | TW DK(P) | LED LTG(E)_25WX2(SURFACE) | TW99P | 6 |  |  | 14.8
LTG | 22 | ELD-53L | DY2 | TW DK(P) | LTG J/B | TW99P | 6 | TW DK(P) | 3WAY ROTARY SW-W.T | TW99P | 6 |  |  | 14.8
LTG | 24 | ELD-15S | DY2 | TR RM(S) | LED LTG(E)_25WX2(SURFACE) | TW99S | 6 | TR RM(S) | LED LTG(E)_25WX2(SURFACE) | TW99S | 6 |  |  | 14.8
CONT | 49 | A-AL-04 | MY2 | AFT P/P RM(P) | M-JB-A02 | PA156 | 3 | AFT P/P RM(P) | MACH. ALARM LAMP | PR158 | 5 |  |  | 12
CONT | 45 | A-AL-02 | MY2 | FWD P/P RM(P) | M-JB-A01 | PA056 | 3 | FWD P/P RM(P) | MACH. ALARM LAMP | PR058 | 5 |  |  | 12
COMM | 14 | N-CCTV-BC | CAT6 | BCR | CCTV RACK | TOSCTR | 5 | BCR | WORKSTATION PC FOR BCR | TOSBCC1 | 10 |  |  | 14
FIRE | 9 | FL-53 | FMY2 | GALLEY(S) | FLASH LIGHT FOR GALLEY (FWD) | SF170 | 5 | FWD PASSAGE FR.64(S) | FLASH LIGHT FOR PASSAGE (FWD) | SF170 | 5 |  |  | 12.6
FIRE | 11 | FA-77 | FMY2 | AFT P/P RM PIPE TRUNK(S) | SMOKE DETECTOR(W.T) | PR113 | 8 | AFT_P/P RM PIPE DUCT(S) | MANUAL CALL POINT(W.T) | PR113 | 5 |  |  | 12.6
FIRE | 11 | FA-60 | FMY2 | LV SWBD RM(S) | SMOKE DETECTOR(N.W.T) | TW99S | 7 | LV SWBD RM(S) | SMOKE DETECTOR(W.T) | TW99S | 7 |  |  | 12.6
FIRE | 10 | FA-48 | FMY2 | FWD PIPE DUCT(S) | SMOKE DETECTOR(W.T) | PR013 | 8 | FWD PIPE DUCT(S) | MANUAL CALL POINT(W.T) | PR013 | 5 |  |  | 12.6
FIRE | 16 | FA-151 | FMY2 | AFT_P/P RM ENT(P) | SMOKE DETECTOR(W.T) | SF99P | 7 | AFT_P/P RM ENT(P) | MANUAL CALL POINT(W.T) | SF99P | 7 |  |  | 12.6
FIRE | 16 | FA-114 | FMY2 | LV SWBD RM(P) | SMOKE DETECTOR(W.T) | TW99P | 7 | LV SWBD RM(P) | SMOKE DETECTOR(N.W.T) | TW99P | 7 |  |  | 12.6
POWER | 82 | P-AR-07 | MYS2 | COMP. RM(P) | NO.2 AIR COMP STARTER PANEL | TW045 | 5 | COMP. RM(P) | NO.2 AIR RESERVOIR | TW046 | 6 |  |  | 12
CONT | 32 | A-1LT-03 | MYS2 | FWD PIPE DUCT( C) | NO.1 BCS I/O CABINET | PR030F | 4 | FWD P/P RM(S) | AMP FOR L.T (NO.2 CENT. TK (S)) | PR030E | 2 |  |  | 12
LTG | 18 | LD12-09R | MY4 | SAFETY DK.(S) | LED LTG_25WX2(SURFACE) | SF99S | 10 | SF DK(S) | ROTARY SW.-W.T | SF99S | 5 |  |  | 13.2
LTG | 18 | LD12-09M | MY4 | SAFETY DK.(S) | LED LTG_25WX2(FLUSH) | SF99S | 10 | SF DK(S) | FLUSH SW-W.T | SF99S | 5 |  |  | 13.2
LTG | 18 | LD12-08D | MY4 | SAFETY DK.(S) | LED LTG_25WX2(SURFACE) | SF99S | 10 | SF DK(S) | ROTARY SW.-W.T | SF99S | 5 |  |  | 13.2
LTG | 17 | LD12-02K | MY4 | SAFETY DK.(S) | LED LTG_25WX2(FLUSH) | SF99S | 5 | SF DK(S) | FLUSH SING SWITCH-W.T | SF99S | 10 |  |  | 13.2
LTG | 22 | ELD-53E | MY4 | TW DK(P) | LED LTG(E)_25WX2(SURFACE) | TW076 | 5 | TW DK(P) | ROTARY SW-W.T | TW076 | 6 |  |  | 13.2
LTG | 24 | ELD-13H | MY4 | SAFETY DK.(S) | ROTARY SW-W.T | SF99S | 10 | SF DK(S) | LED LTG(E)_25WX2(SURFACE) | SF99S | 5 |  |  | 13.2
LTG | 24 | ELD-13F | MY4 | SAFETY DK.(S) | LED LTG(E)_25WX2(SURFACE) | SF99S | 10 | SF DK(S) | ROTARY SW-W.T | SF99S | 5 |  |  | 13.2
LTG | 24 | ELD-11G | MY4 | SAFETY DK.(S) | LED LTG(E)_25WX2(SURFACE) | SF99S | 10 | SF DK(S) | ROTARY SW-W.T | SF99S | 5 |  |  | 13.2
CONT | 29 | A-4VR-08A | MY4 | AFT PIPE TRUNK(C) | NO.2 BCS I/O CABINET | PR130F | 4 | AFT P/P RM(P) | MOTOR DRIVEN TYPE V/V, BA111V NO.8 CENTER TK (P) | PR180B | 3 |  |  | 13.2
CONT | 29 | A-4VR-08 | MYS4 | AFT PIPE TRUNK(C) | NO.2 BCS I/O CABINET | PR130F | 4 | AFT P/P RM(P) | MOTOR DRIVEN TYPE V/V, BA111V NO.8 CENTER TK (P) | PR180B | 3 |  |  | 13.4
CONT | 29 | A-4VR-06A | MY4 | AFT PIPE TRUNK(C) | NO.2 BCS I/O CABINET | PR130F | 4 | AFT P/P RM(P) | MOTOR DRIVEN TYPE V/V, BA110VNO.7 CENTER TK (P) | PR180B | 3 |  |  | 13.2
CONT | 29 | A-4VR-06 | MYS4 | AFT PIPE TRUNK(C) | NO.2 BCS I/O CABINET | PR130F | 4 | AFT P/P RM(P) | MOTOR DRIVEN TYPE V/V, BA110VNO.7 CENTER TK (P) | PR180B | 3 |  |  | 13.4
CONT | 27 | A-3VR-19A | TY1 | AFT PIPE TRUNK(C) | NO.2 BCS I/O CABINET | PR130F | 4 | AFT P/P RM(S) | MOTOR DRIVEN TYPE V/V, BA85V NO.6 BALANCING VLAVE | PR130A | 3 |  |  | 14.5
CONT | 26 | A-3VR-08A | MY4 | AFT PIPE TRUNK(C) | NO.2 BCS I/O CABINET | PR130F | 4 | AFT P/P RM(S) | MOTOR DRIVEN TYPE V/V, BA83V NO.8 CENTER TK (S) | PR130B | 3 |  |  | 13.2
CONT | 26 | A-3VR-08 | MYS4 | AFT PIPE TRUNK(C) | NO.2 BCS I/O CABINET | PR130F | 4 | AFT P/P RM(S) | MOTOR DRIVEN TYPE V/V, BA83V NO.8 CENTER TK (S) | PR130B | 3 |  |  | 13.4
CONT | 26 | A-3VR-06A | MY4 | AFT PIPE TRUNK(C) | NO.2 BCS I/O CABINET | PR130F | 4 | AFT P/P RM(S) | MOTOR DRIVEN TYPE V/V, BA82V NO.7 CENTER TK (S) | PR130B | 3 |  |  | 13.2
CONT | 26 | A-3VR-06 | MYS4 | AFT PIPE TRUNK(C) | NO.2 BCS I/O CABINET | PR130F | 4 | AFT P/P RM(S) | MOTOR DRIVEN TYPE V/V, BA82V NO.7 CENTER TK (S) | PR130B | 3 |  |  | 13.4
CONT | 23 | A-2VR-08A | MY4 | FWD PIPE DUCT( C) | NO.1 BCS I/O CABINET | PR030F | 4 | FWD P/P RM(P) | MOTOR DRIVEN TYPE V/V, BA54VNO.4 CENTER TK (P) | PR080B | 3 |  |  | 13.2
CONT | 23 | A-2VR-08 | MYS4 | FWD PIPE DUCT( C) | NO.1 BCS I/O CABINET | PR030F | 4 | FWD P/P RM(P) | MOTOR DRIVEN TYPE V/V, BA54VNO.4 CENTER TK (P) | PR080B | 3 |  |  | 13.4
CONT | 23 | A-2VR-06A | MY4 | FWD PIPE DUCT( C) | NO.1 BCS I/O CABINET | PR030F | 4 | FWD P/P RM(P) | MOTOR DRIVEN TYPE V/V, BA53V NO.3 CENTER TK (P) | PR080B | 3 |  |  | 13.2
CONT | 23 | A-2VR-06 | MYS4 | FWD PIPE DUCT( C) | NO.1 BCS I/O CABINET | PR030F | 4 | FWD P/P RM(P) | MOTOR DRIVEN TYPE V/V, BA53V NO.3 CENTER TK (P) | PR080B | 3 |  |  | 13.4
CONT | 21 | A-1VR-19A | TY1 | FWD PIPE DUCT( C) | NO.1 BCS I/O CABINET | PR030F | 4 | FWD P/P RM(S) | MOTOR DRIVEN TYPE V/V, BA28VNO.2 BALANCING VLAVE | PR030A | 3 |  |  | 14.5
CONT | 20 | A-1VR-08A | MY4 | FWD PIPE DUCT( C) | NO.1 BCS I/O CABINET | PR030F | 4 | FWD P/P RM(S) | MOTOR DRIVEN TYPE V/V, BA26VNO.4 CENTER TK (S) | PR030B | 3 |  |  | 13.2
CONT | 20 | A-1VR-08 | MYS4 | FWD PIPE DUCT( C) | NO.1 BCS I/O CABINET | PR030F | 4 | FWD P/P RM(S) | MOTOR DRIVEN TYPE V/V, BA26VNO.4 CENTER TK (S) | PR030B | 3 |  |  | 13.4
CONT | 20 | A-1VR-06A | MY4 | FWD PIPE DUCT( C) | NO.1 BCS I/O CABINET | PR030F | 4 | FWD P/P RM(S) | MOTOR DRIVEN TYPE V/V, BA25VNO.3 CENTER TK (S) | PR030B | 3 |  |  | 13.2
CONT | 20 | A-1VR-06 | MYS4 | FWD PIPE DUCT( C) | NO.1 BCS I/O CABINET | PR030F | 4 | FWD P/P RM(S) | MOTOR DRIVEN TYPE V/V, BA25VNO.3 CENTER TK (S) | PR030B | 3 |  |  | 13.4
LTG | 26 | P-DC-52E | DY2 | TW DK(P) | P-DC-52JB | TW079B | 5 | TW DK(P) | EMCY LTG 24V DC POWER | TW079 | 5 |  |  | 14.8
POWER | 50 | P-2L-06D | DY2 | TOP DK(P) | J/B FOR LOCAL CONTROL PANEL FORDISTANCE MEASURING | SF023 | 5 | TOP DK(P) | NO.6 LOCAL CONTROL PANEL FOR DISTANCE MEASURING | SF023 | 5 |  |  | 14.8
LTG | 24 | ELD-15O | DY2 | TW DK(S) | LTG J/B | TW200 | 5 | TW DK(S) | 3WAY ROTARY SW-W.T | TW200 | 5 |  |  | 14.8
FIRE | 11 | FA-66 | FMY2 | GEN. RM | FLAME DETECTOR(W.T) | TW121A | 5 | GEN. RM | SMOKE DETECTOR(W.T) | TW121 | 6 |  |  | 12.6
FIRE | 10 | FA-40 | FMY2 | FWD_HYD. UNIT RM(S) | SMOKE DETECTOR(W.T) | TWS63A | 5 | ELEC W/S(S) | SMOKE DETECTOR(W.T) | TW175 | 5 |  |  | 12.6
FIRE | 10 | FA-37 | FMY2 | FWD_PASSAGE FR.68(S) | MANUAL CALL POINT(W.T) | SF175 | 5 | FWD_DK STORE(S) | SMOKE DETECTOR(W.T) | SF175B | 4 |  |  | 12.6
FIRE | 16 | FA-146 | FMY2 | S_DK(P) COMP RM | SMOKE DETECTOR(W.T) | SF035 | 5 | AFT_PASSAGE FR.39(P) | MANUAL CALL POINT(W.T) | SFP39A | 5 |  |  | 12.6
FIRE | 16 | FA-144 | FMY2 | FWD_PASSAGE FR.46(P) | MANUAL CALL POINT(W.T) | SFP46A | 5 | S_DK(P) COMP RM | SMOKE DETECTOR(W.T) | SF041 | 5 |  |  | 12.6
FIRE | 16 | FA-134 | FMY2 | NO.1 VOID(P) | MANUAL CALL POINT(W.T) | TW068 | 5 | NO.1 VOID(P) | SMOKE DETECTOR(W.T) | TW069 | 5 |  |  | 12.6
FIRE | 16 | FA-116 | FMY2 | LV SWBD RM(P) | SMOKE DETECTOR(N.W.T) | TW031 | 5 | TR RM(P) | MANUAL CALL POINT(N.W.T) | TWP29A | 5 |  |  | 12.6
FIRE | 16 | FA-111 | FMY2 | LV SWBD RM(P) | MANUAL CALL POINT(N.W.T) | TWP18B | 5 | LV SWBD RM(P) | SMOKE DETECTOR(N.W.T) | TW089 | 5 |  |  | 12.6
CONT | 34 | A-3LT-03 | MYS2 | AFT PIPE TRUNK(C) | NO.2 BCS I/O CABINET | PR130F | 4 | FWD P/P RM(S) | AMP FOR L.T (NO.6 CENT. TK (S)) | PR130E | 2 |  |  | 12
POWER | 85 | P-2F-29C | MY2 | TW DK(P) | NO.2 F.W HYD UNIT CONTROL PANEL | TW99P | 10 | TW DK(P) | PRESS SW | TW99P | 10 |  |  | 12
POWER | 85 | P-1F-27C | MY2 | TW DK(S) | NO.1 F.W HYD UNIT CONTROL PANEL | TW99S | 10 | TW DK(S) | PRESS SW | TW99S | 10 |  |  | 12
POWER | 89 | P-CW-02B | DY1 | FWD P/P RM STAIRWAY(P) | NO.2 CABLE COLL;G WINCH STARTER | SF059B | 3 | TOP DK(P) | NO.2 CABLE COLL;G WINCH | SF060 | 7 |  |  | 13.7
POWER | 89 | P-CW-02A | DY1 | FWD P/P RM STAIRWAY(P) | NO.2 CABLE COLL;G WINCH STARTER | SF059B | 3 | TOP DK(P) | NO.2 CABLE COLL;G WINCH | SF060 | 7 |  |  | 13.7
POWER | 106 | P-2F-40D | MY4 | LV SWBD RM(P) | AIR COND CONTROL PANEL(PID-02) | TW079 | 10 | TWEEN DK(P) | CONDENSING UNIT J/B(POD-02) | TW079B | 3 |  |  | 13.2
LTG | 20 | LD13-06P | MY4 | TW DK(S) | LED LTG_25WX2(SURFACE) | TW103 | 5 | TW DK(S) | ROTARY SW.-W.T | TW104 | 5 |  |  | 13.2
LTG | 20 | LD13-01U | MY4 | TW DK(S) | LED LTG_25WX2(SURFACE) | TW180 | 5 | TW DK(S) | ROTARY SW-W.T | TW179 | 5 |  |  | 13.2
LTG | 18 | LD12-10G | MY4 | CONT. HOUSE | LED LTG_25WX2(FLUSH) | BC099 | 10 | CONT. HOUSE | FLUSH SW-N.W.T | BC099 | 5 |  |  | 13.2
LTG | 22 | ELD-54L | MY4 | TW DK(P) | LED LTG(E)_25WX2(SURFACE) | TW007 | 6 | TW DK(P) | 3WAY ROTARY SW-W.T | TW007 | 6 |  |  | 13.2
LTG | 24 | ELD-14H | MY4 | CONT. HOUSE | LED LTG(E)_25WX2(FLUSH) | BC099 | 10 | CONT. HOUSE | FLUSH SW-N.W.T | BC099 | 5 |  |  | 13.2
LTG | 24 | ELD-13A | MY4 | SAFETY DK.(S) | LED LTG(E)_25WX2(SURFACE) | SF108 | 5 | SF DK(S) | ROTARY SW-W.T | SF110 | 5 |  |  | 13.2
CONT | 30 | A-4VR-19 | MY7 | AFT PIPE TRUNK(C) | NO.2 BCS I/O CABINET | PR130F | 4 | AFT P/P RM(P) | MOTOR DRIVEN TYPE V/V, BA113VNO.8 BALANCING VLAVE | PR180A | 3 |  |  | 15.2
CONT | 35 | A-4LT-03 | MYS2 | AFT PIPE TRUNK(C) | NO.2 BCS I/O CABINET | PR130F | 4 | FWD P/P RM(S) | AMP FOR L.T (NO.6 CENT. TK (P)) | PR180E | 2 |  |  | 12
CONT | 27 | A-3VR-18A | TY1 | AFT PIPE TRUNK(C) | NO.2 BCS I/O CABINET | PR130G | 4 | AFT P/P RM(S) | MOTOR DRIVEN TYPE V/V, BA84V NO.5 BALANCING VLAVE | PR130I | 3 |  |  | 14.5
CONT | 24 | A-2VR-19 | MY7 | FWD PIPE DUCT( C) | NO.1 BCS I/O CABINET | PR030F | 4 | FWD P/P RM(P) | MOTOR DRIVEN TYPE V/V, BA56V NO.4 BALANCING VLAVE | PR080A | 3 |  |  | 15.2
CONT | 33 | A-2LT-03 | MYS2 | FWD PIPE DUCT( C) | NO.1 BCS I/O CABINET | PR030F | 4 | FWD P/P RM(S) | AMP FOR L.T (NO.2 CENT. TK (P)) | PR080E | 2 |  |  | 12
CONT | 21 | A-1VR-18A | TY1 | FWD PIPE DUCT( C) | NO.1 BCS I/O CABINET | PR030G | 4 | FWD P/P RM(S) | MOTOR DRIVEN TYPE V/V, BA27VNO.1 BALANCING VLAVE | PR030I | 3 |  |  | 14.5
CONT | 32 | A-1LT-01 | MYS2 | FWD PIPE DUCT( C) | NO.1 BCS I/O CABINET | PR030F | 4 | FWD P/P RM(S) | AMP FOR L.T (NO.1 CENT. TK (S)) | PR030E | 4 |  |  | 12
FIRE | 11 | FA-81 | FMY2 | AFT P/P RM(S) | SMOKE DETECTOR(W.T) | TW104 | 5 | AFT_P/P RM (S) | MANUAL CALL POINT(W.T) | TW103 | 5 |  |  | 12.6
FIRE | 11 | FA-74 | FMY2 | AFT P/P RM(S) | SMOKE DETECTOR(W.T) | PR104 | 5 | AFT_P/P RM (S) | SMOKE DETECTOR(W.T) | PR105E | 1 |  |  | 12.6
FIRE | 11 | FA-70 | FMY2 | GEN. RM | SMOKE DETECTOR(W.T) | TW116 | 5 | GEN. RM | MANUAL CALL POINT(W.T) | TW116 | 7 |  |  | 12.6
FIRE | 11 | FA-65 | FMY2 | GEN. RM | SMOKE DETECTOR(W.T) | TW123 | 5 | GEN. RM | FLAME DETECTOR(W.T) | TW122 | 5 |  |  | 12.6
FIRE | 11 | FA-63 | FMY2 | LV SWBD RM(S) | SMOKE DETECTOR(N.W.T) | TW187 | 5 | GEN. RM | MANUAL CALL POINT(W.T) | TW185 | 5 |  |  | 12.6
FIRE | 10 | FA-51 | FMY2 | TW_DK(S) NO.1 STP RM | SMOKE DETECTOR(N.W.T) | TW164 | 5 | HV SWBD RM(S) | MANUAL CALL POINT(N.W.T) | TWS55A | 5 |  |  | 12.6
FIRE | 10 | FA-45 | FMY2 | FWD P/P RM(S) | SMOKE DETECTOR(W.T) | PR004 | 5 | FWD P/P RM(S) | SMOKE DETECTOR(W.T) | PR005E | 1 |  |  | 12.6
FIRE | 10 | FA-39 | FMY2 | FWD_HYD. UNIT RM(S) | MANUAL CALL POINT(W.T) | TW180 | 5 | FWD_HYD. UNIT RM(S) | SMOKE DETECTOR(W.T) | TW179 | 5 |  |  | 12.6
FIRE | 16 | FA-136 | FMY2 | NO.1 VOID(P) | SMOKE DETECTOR(W.T) | TW073 | 5 | FWD_HYD. UNIT RM(P) | MANUAL CALL POINT(W.T) | TWP65A | 5 |  |  | 12.6
FIRE | 16 | FA-135 | FMY2 | NO.1 VOID(P) | SMOKE DETECTOR(W.T) | TW070 | 5 | NO.1 VOID(P) | SMOKE DETECTOR(W.T) | TW072 | 5 |  |  | 12.6
FIRE | 16 | FA-130 | FMY2 | FWD P/P RM(P) | SMOKE DETECTOR(W.T) | PR054 | 5 | FWD P/P RM(P) | SMOKE DETECTOR(W.T) | PR055E | 1 |  |  | 12.6
FIRE | 16 | FA-120 | FMY2 | TR RM(P) | SMOKE DETECTOR(N.W.T) | TW042 | 5 | NO.3 VOID(P) | MANUAL CALL POINT(W.T) | TWP39A | 5 |  |  | 12.6
FIRE | 16 | FA-107 | FMY2 | ELEC W/S(P) | MANUAL CALL POINT(W.T) | TW013 | 5 | ELEC W/S(P) | SMOKE DETECTOR(W.T) | TW011 | 5 |  |  | 12.6
FIRE | 16 | FA-103 | FMY2 | AFT P/P RM(P) | SMOKE DETECTOR(W.T) | PR155E | 1 | AFT_P/P RM (P) | SMOKE DETECTOR(W.T) | PR154 | 5 |  |  | 12.6
FIRE | 10 | FA-06 | FMY2 | BCR | SMOKE DETECTOR(N.W.T) | BC099 | 7 | TOP_DK(S) ACCOMDATION PASSAGE | MANUAL CALL POINT(W.T) | BC099 | 8 |  |  | 12.6
FIRE | 10 | FA-04 | FMY2 | BCR | MANUAL CALL POINT(W.T) | BC099 | 7 | BCR | SMOKE DETECTOR(N.W.T) | BC099 | 8 |  |  | 12.6
FIRE | 10 | FA-03 | FMY2 | BCR | MANUAL CALL POINT(FLUSH) | BC099 | 7 | BCR | MANUAL CALL POINT(W.T) | BC099 | 8 |  |  | 12.6
FIRE | 10 | FA-02 | FMY2 | BCR | SMOKE DETECTOR(N.W.T) | BC099 | 7 | BCR | MANUAL CALL POINT(FLUSH) | BC099 | 8 |  |  | 12.6
FIRE | 10 | FA-01 | FMY2 | BCR | NO.1 T2000 CONTROL UNIT | BC099 | 7 | BCR | SMOKE DETECTOR(N.W.T) | BC099 | 8 |  |  | 12.6
CONT | 42 | A-4PT-06 | TTYS1 | AFT P/P RM(P) | M-JB-A02 | PA156 | 3 | AFT P/P RM(P) | PT FOR NO.4 FIRE & G/S P/P DISCH. PRESS. | PR169 | 5 |  |  | 11
CONT | 42 | A-4PT-05 | TTYS1 | AFT P/P RM(P) | M-JB-A02 | PA156 | 3 | AFT P/P RM(P) | PT FOR NO.4 FIRE & G/S P/P SUC. PRESS. | PR169 | 5 |  |  | 11
CONT | 40 | A-2PT-06 | TTYS1 | FWD P/P RM(P) | M-JB-A01 | PA056 | 3 | FWD P/P RM(P) | PT FOR NO.2 FIRE & G/S P/P DISCH. PRESS. | PR069 | 5 |  |  | 11
CONT | 40 | A-2PT-05 | TTYS1 | FWD P/P RM(P) | M-JB-A01 | PA056 | 3 | FWD P/P RM(P) | PT FOR NO.2 FIRE & G/S P/P SUC. PRESS. | PR069 | 5 |  |  | 11
CONT | 8 | C-NET-100 | FTTYS2 | BCR | BCC (G/W # 1) | TOSBCC1 | 4 | BCR | NO.1 FIRE DETECTION RELAY UNIT | TOS39A | 4 |  |  | 18.4
LTG | 13 | LD22-02I | DY2 | SAFETY DK.(P) | LED LTG_25WX2(SURFACE) | SF034 | 7 | SF DK(P) | 3WAY ROTARY SW.-W.T | SF034 | 5 |  |  | 14.8
LTG | 20 | LD13-01A | DY2 | TW DK(S) | LED LTG_25WX2(SURFACE) | TW174 | 5 | TW DK(S) | 3WAY ROTARY SW.-W.T | TW173 | 5 |  |  | 14.8
LTG | 17 | LD12-03A | DY2 | SAFETY DK.(S) | LED LTG_25WX2(SURFACE) | SF118 | 7 | SF DK(S) | 3WAY ROTARY SW.-W.T | SF117 | 5 |  |  | 14.8
CONT | 34 | A-3LT-01 | MYS2 | AFT PIPE TRUNK(C) | NO.2 BCS I/O CABINET | PR130F | 4 | FWD P/P RM(S) | AMP FOR L.T (NO.5 CENT. TK (S)) | PR130E | 4 |  |  | 12
POWER | 57 | P-2GS-04T | MYS4 | AFT P/P RM(P) | M-JB-A02 | PA156 | 3 | AFT P/P RM(P) | NO.8 LOCAL IND PANEL | PR155C | 3 |  |  | 13.4
POWER | 55 | P-2GS-02T | MYS4 | FWD P/P RM(P) | M-JB-A01 | PA056 | 3 | FWD P/P RM(P) | NO.4 LOCAL IND PANEL | PR055C | 3 |  |  | 13.4
POWER | 106 | P-2F-39D | MY4 | LV SWBD RM(P) | AIR COND CONTROL PANEL(PID-01) | TW020A | 10 | SAFETY DK(P) | CONDENSING UNIT J/B(POD-01) | TW089B | 4 |  |  | 13.2
CONT | 26 | A-3VR-04A | MY4 | AFT PIPE TRUNK(C) | NO.2 BCS I/O CABINET | PR130G | 4 | AFT P/P RM(S) | MOTOR DRIVEN TYPE V/V, BA78V NO.6 CENTER TK (S) | PR130J | 3 |  |  | 13.2
CONT | 26 | A-3VR-04 | MYS4 | AFT PIPE TRUNK(C) | NO.2 BCS I/O CABINET | PR130G | 4 | AFT P/P RM(S) | MOTOR DRIVEN TYPE V/V, BA78V NO.6 CENTER TK (S) | PR130J | 3 |  |  | 13.4
CONT | 20 | A-1VR-04A | MY4 | FWD PIPE DUCT( C) | NO.1 BCS I/O CABINET | PR030G | 4 | FWD P/P RM(S) | MOTOR DRIVEN TYPE V/V, BA21VNO.2 CENTER TK (S) | PR030J | 3 |  |  | 13.2
CONT | 20 | A-1VR-04 | MYS4 | FWD PIPE DUCT( C) | NO.1 BCS I/O CABINET | PR030G | 4 | FWD P/P RM(S) | MOTOR DRIVEN TYPE V/V, BA21VNO.2 CENTER TK (S) | PR030J | 3 |  |  | 13.4
CONT | 30 | A-4VR-18A | TY1 | AFT PIPE TRUNK(C) | NO.2 BCS I/O CABINET | PR130G | 4 | AFT P/P RM(P) | MOTOR DRIVEN TYPE V/V, BA112VNO.7 BALANCING VLAVE | PR180G | 3 |  |  | 14.5
CONT | 24 | A-2VR-18A | TY1 | FWD PIPE DUCT( C) | NO.1 BCS I/O CABINET | PR030G | 4 | FWD P/P RM(P) | MOTOR DRIVEN TYPE V/V, BA55VNO.3 BALANCING VLAVE | PR080G | 3 |  |  | 14.5
FIRE | 11 | FA-76 | FMY2 | AFT P/P RM PIPE TRUNK(S) | SMOKE DETECTOR(W.T) | PR111 | 3 | AFT_P/P RM PIPE DUCT(S) | SMOKE DETECTOR(W.T) | PR111 | 8 |  |  | 12.6
FIRE | 11 | FA-69 | FMY2 | GEN. RM | FLAME DETECTOR(W.T) | TW117 | 7 | GEN. RM | SMOKE DETECTOR(W.T) | TW117 | 5 |  |  | 12.6
FIRE | 11 | FA-68 | FMY2 | GEN. RM | SMOKE DETECTOR(W.T) | TW119 | 6 | GEN. RM | FLAME DETECTOR(W.T) | TW118 | 5 |  |  | 12.6
FIRE | 11 | FA-67 | FMY2 | GEN. RM | SMOKE DETECTOR(W.T) | TW120 | 6 | GEN. RM | SMOKE DETECTOR(W.T) | TW120 | 6 |  |  | 12.6
FIRE | 11 | FA-64 | FMY2 | GEN. RM | MANUAL CALL POINT(W.T) | TW184 | 5 | GEN. RM | SMOKE DETECTOR(W.T) | TW183 | 5 |  |  | 12.6
FIRE | 10 | FA-52 | FMY2 | HV SWBD RM(S) | MANUAL CALL POINT(N.W.T) | TW160 | 5 | HV SWBD RM(S) | SMOKE DETECTOR(N.W.T) | TW158 | 5 |  |  | 12.6
FIRE | 10 | FA-47 | FMY2 | FWD PIPE DUCT(S) | SMOKE DETECTOR(W.T) | PR011 | 3 | FWD PIPE DUCT(S) | SMOKE DETECTOR(W.T) | PR011 | 8 |  |  | 12.6
FIRE | 10 | FA-41 | FMY2 | ELEC W/S(P) | SMOKE DETECTOR(W.T) | TW174B | 5 | ELEC W/S(S) | MANUAL CALL POINT(W.T) | TW173 | 5 |  |  | 12.6
FIRE | 10 | FA-17 | FMY2 | PROV. STORE(S) | SMOKE DETECTOR(W.T) | SF168 | 5 | GALLEY(S) | HEAT DETECTOR(W.T) | SF169 | 6 |  |  | 12.6
FIRE | 16 | FA-137 | FMY2 | FWD_HYD. UNIT RM(P) | MANUAL CALL POINT(W.T) | TW076 | 5 | FWD_HYD. UNIT RM(P) | SMOKE DETECTOR(W.T) | TW077 | 5 |  |  | 12.6
FIRE | 16 | FA-121 | FMY2 | NO.3 VOID(P) | MANUAL CALL POINT(W.T) | TW044 | 5 | NO.3 VOID(P) | SMOKE DETECTOR(W.T) | TW045 | 5 |  |  | 12.6
FIRE | 16 | FA-112 | FMY2 | LV SWBD RM(P) | SMOKE DETECTOR(N.W.T) | TW020A | 5 | LV SWBD RM(P) | SMOKE DETECTOR(N.W.T) | TW022 | 5 |  |  | 12.6
FIRE | 16 | FA-109 | FMY2 | TW_DK(P) STP RM | MANUAL CALL POINT(W.T) | TWP12A | 6 | TW_DK(P) STP RM | SMOKE DETECTOR(W.T) | TW006 | 5 |  |  | 12.6
FIRE | 10 | FA-09 | FMY2 | S_DK(S) CREW RM | SMOKE DETECTOR(N.W.T) | SF107 | 6 | S_DK(S) OFFICE RM | SMOKE DETECTOR(N.W.T) | SF107 | 5 |  |  | 12.6
CONT | 58 | A-AL-08 | MY2 | LV SWBD RM(S) | NO.3 MAMS I/O CABINET | TW185C | 3 | EMCY GEN. RM(S) | MACH. ALARM LAMP | TW187 | 7 |  |  | 12
CONT | 27 | A-3VR-19 | MY7 | AFT PIPE TRUNK(C) | NO.2 BCS I/O CABINET | PR130F | 4 | AFT P/P RM(S) | MOTOR DRIVEN TYPE V/V, BA85V NO.6 BALANCING VLAVE | PR130A | 3 |  |  | 15.2
CONT | 21 | A-1VR-19 | MY7 | FWD PIPE DUCT( C) | NO.1 BCS I/O CABINET | PR030F | 4 | FWD P/P RM(S) | MOTOR DRIVEN TYPE V/V, BA28VNO.2 BALANCING VLAVE | PR030A | 3 |  |  | 15.2
POWER | 45 | P-2F-27C | DY2 | SAFETY DK(P) | STARTER FOR CABLE REEL(AFT) | SF99P | 10 | SAFETY DK(P) | CABLE REEL(SH) | SF99P | 5 |  |  | 14.8
POWER | 45 | P-2F-27B | DY2 | SAFETY DK(P) | STARTER FOR CABLE REEL(AFT) | SF99P | 10 | SAFETY DK(P) | CABLE REEL(BREAK) | SF99P | 5 |  |  | 14.8
POWER | 45 | P-2F-26C | DY2 | SAFETY DK(P) | STARTER FOR CABLE REEL(MID) | SF99P | 10 | SAFETY DK(P) | CABLE REEL(SH) | SF99P | 5 |  |  | 14.8
POWER | 45 | P-2F-26B | DY2 | SAFETY DK(P) | STARTER FOR CABLE REEL(MID) | SF99P | 10 | SAFETY DK(P) | CABLE REEL(BREAK) | SF99P | 5 |  |  | 14.8
POWER | 45 | P-2F-25C | DY2 | SAFETY DK(P) | STARTER FOR CABLE REEL(FWD) | SF99P | 10 | SAFETY DK(P) | CABLE REEL(SH) | SF99P | 5 |  |  | 14.8
POWER | 45 | P-2F-25B | DY2 | SAFETY DK(P) | STARTER FOR CABLE REEL(FWD) | SF99P | 10 | SAFETY DK(P) | CABLE REEL(BREAK) | SF99P | 5 |  |  | 14.8
POWER | 22 | P-1F-35C | DY2 | SAFETY DK(S) | STARTER FOR CABLE REEL(AFT) | SF99S | 10 | SAFETY DK(S) | CABLE REEL(SH) | SF99S | 5 |  |  | 14.8
POWER | 22 | P-1F-35B | DY2 | SAFETY DK(S) | STARTER FOR CABLE REEL(AFT) | SF99S | 10 | SAFETY DK(S) | CABLE REEL(BREAK) | SF99S | 5 |  |  | 14.8
POWER | 22 | P-1F-34C | DY2 | SAFETY DK(S) | STARTER FOR CABLE REEL(MID) | SF99S | 10 | SAFETY DK(S) | CABLE REEL(SH) | SF99S | 5 |  |  | 14.8
POWER | 22 | P-1F-34B | DY2 | SAFETY DK(S) | STARTER FOR CABLE REEL(MID) | SF99S | 10 | SAFETY DK(S) | CABLE REEL(BREAK) | SF99S | 5 |  |  | 14.8
POWER | 22 | P-1F-33C | DY2 | SAFETY DK(S) | STARTER FOR CABLE REEL(FWD) | SF99S | 10 | SAFETY DK(S) | CABLE REEL(SH) | SF99S | 5 |  |  | 14.8
POWER | 22 | P-1F-33B | DY2 | SAFETY DK(S) | STARTER FOR CABLE REEL(FWD) | SF99S | 10 | SAFETY DK(S) | CABLE REEL(BREAK) | SF99S | 5 |  |  | 14.8
LTG | 16 | LD23-50F | DY2 | LV SWBD RM(P) | RP(DOUBBLE-N.W.T) | TW031 | 5 | LV SWBD RM(P) | RP(DOUBBLE-N.W.T) | TW031 | 5 |  |  | 14.8
LTG | 15 | LD23-04A | DY2 | TW DK(P) | LED LTG_25WX2(FLUSH) | TW031 | 5 | TW DK(P) | 3WAY FLUSH SW-N.W.T | TW031 | 5 |  |  | 14.8
LTG | 14 | LD22-50A | DY2 | SAFETY DK.(P) | RP(W.T) | SF99P | 10 | SF DK(P) | RP(W.T) | SF99P | 5 |  |  | 14.8
LTG | 13 | LD22-05X1--05X5 | DY2 | SAFETY DK.(P) | LED LTG_25WX2(SURFACE) | SF99S | 8 | SF DK(P) | LTG DOWN FLUSH TYPE | SF99S | 7 |  |  | 14.8
LTG | 20 | LD13-06N | DY2 | TW DK(S) | LED LTG_25WX2(SURFACE) | TW107 | 5 | TW DK(S) | LED LTG_25WX2(SURFACE) | TW107 | 7 |  |  | 14.8
LTG | 20 | LD13-04A | DY2 | TW DK(S) | LED LTG_25WX2(SURFACE) | TW140 | 7 | TW DK(S) | 3WAY ROTARY SW.-W.T | TW139 | 5 |  |  | 14.8
LTG | 20 | LD13-01J | DY2 | TW DK(S) | LED LTG_25WX2(SURFACE) | TW164 | 7 | TW DK(S) | LED LTG_25WX2(SURFACE) | TW164 | 6 |  |  | 14.8
LTG | 19 | LD12-51X1 | DY2 | SAFETY DK.(S) | RP(DOUBBLE-N.W.T) | SF99S | 7 | SF DK(S) | RP(SINGLE-N.W.T) | SF99S | 8 |  |  | 14.8
LTG | 19 | LD12-51I | DY2 | SAFETY DK.(S) | RP(W.T) | SF99S | 10 | SF DK(S) | RP(W.T) | SF99S | 5 |  |  | 14.8
LTG | 19 | LD12-50I | DY2 | SAFETY DK.(S) | RP(DOUBBLE-W.T) | SF99S | 10 | SF DK(S) | RP(DOUBBLE-W.T) | SF99S | 5 |  |  | 14.8
LTG | 19 | LD12-50F | DY2 | SAFETY DK.(S) | RP(DOUBBLE-W.T) | SF99S | 10 | SF DK(S) | RP(DOUBBLE-W.T) | SF99S | 5 |  |  | 14.8
LTG | 19 | LD12-50D | DY2 | SAFETY DK.(S) | RP(DOUBBLE-N.W.T) | SF99S | 10 | SF DK(S) | RP(DOUBBLE-N.W.T) | SF99S | 5 |  |  | 14.8
LTG | 17 | LD12-02I | DY2 | SAFETY DK.(S) | LED LTG_25WX2(SURFACE) | SF99S | 10 | SF DK(S) | LED LTG_25WX2(SURFACE) | SF99S | 5 |  |  | 14.8
LTG | 12 | LD11-MCA | DY2 | BCR | LD-11 PANEL | TOSBCC2 | 5 | BCR | TIMMER SWITCH UNIT | TO153 | 7 |  |  | 14.8
LTG | 22 | ELD-52G | DY2 | SAFETY DK.(P) | LTG J/B | SF006 | 3 | SF DK(P) | ROTARY SW-W.T | SF007 | 3 |  |  | 14.8
CONT | 9 | A-UPS-22 | DY2 | BCR | BCC (UPS / LOADING COMPU.) | TOSBCC1 | 4 | BCR | RECEPTACLE FOR PRINTER (LOADING COMPU.) | TO152 | 5 |  |  | 14.8
CONT | 9 | A-UPS-10 | DY2 | BCR | BCC (UPS 1) | TOSBCC1 | 4 | BCR | RECEPTACLE FOR PRINTER (M.A.M.S) | TO152 | 5 |  |  | 14.8
CONT | 9 | A-UPS-03 | DY2 | BCR | BCC(UPS /BCS) | TOSBCC1 | 4 | BCR | RECEPTACLE FOR PRINTER (BCS.) | TO152 | 5 |  |  | 14.8
CONT | 35 | A-4LT-01 | MYS2 | AFT PIPE TRUNK(C) | NO.2 BCS I/O CABINET | PR130F | 4 | FWD P/P RM(S) | AMP FOR L.T (NO.5 CENT. TK (P)) | PR180E | 4 |  |  | 12
CONT | 33 | A-2LT-01 | MYS2 | FWD PIPE DUCT( C) | NO.1 BCS I/O CABINET | PR030F | 4 | FWD P/P RM(S) | AMP FOR L.T (NO.1 CENT. TK (P)) | PR080E | 4 |  |  | 12
FIRE | 8 | FC-INT-101 | FTTYS2 | BCR | NO.1 FIRE DETECTION RELAY UNIT | TOS39A | 3 | BCR | NO.2 T2000 CONTROL UNIT | TOS38A | 3 |  |  | 18.4
POWER | 56 | P-2GS-03T | MYS4 | AFT P/P RM(P) | M-JB-A02 | PA156 | 3 | AFT P/P RM(P) | NO.7 LOCAL IND PANEL | PR155E | 3 |  |  | 13.4
POWER | 54 | P-2GS-01T | MYS4 | FWD P/P RM(P) | M-JB-A01 | PA056 | 3 | FWD P/P RM(P) | NO.3 LOCAL IND PANEL | PR055E | 3 |  |  | 13.4
LTG | 20 | LD13-01H | MY4 | TW DK(S) | 3WAY ROTARY SW.-W.T | TW162 | 5 | TW DK(S) | 3WAY ROTARY SW.-W.T | TW166 | 5 |  |  | 13.2
LTG | 17 | LD12-01A | MY4 | SAFETY DK.(S) | LED LTG_25WX2(SURFACE) | SF167 | 6 | SF DK(S) | ROTARY SW.-W.T | SF166 | 5 |  |  | 13.2
LTG | 22 | ELD-50A | MY4 | SAFETY DK.(P) | LED LTG(E)_25WX2(SURFACE) | SF061 | 6 | SF DK(P) | ROTARY SW-W.T | SF060 | 5 |  |  | 13.2
LTG | 24 | ELD-15-SPT | DY1 | TW DK(S) | SPT J/B | TW171 | 6 | TW DK(S) | RELAY BOX | TW174 | 7 |  |  | 13.7
CONT | 29 | A-4VR-04A | MY4 | AFT PIPE TRUNK(C) | NO.2 BCS I/O CABINET | PR130G | 4 | AFT P/P RM(P) | MOTOR DRIVEN TYPE V/V, BA106V NO.6 CENTER TK (P) | PR180F | 3 |  |  | 13.2
CONT | 29 | A-4VR-04 | MYS4 | AFT PIPE TRUNK(C) | NO.2 BCS I/O CABINET | PR130G | 4 | AFT P/P RM(P) | MOTOR DRIVEN TYPE V/V, BA106V NO.6 CENTER TK (P) | PR180F | 3 |  |  | 13.4
CONT | 26 | A-3VR-02A | MY4 | AFT PIPE TRUNK(C) | NO.2 BCS I/O CABINET | PR130G | 4 | AFT P/P RM(S) | MOTOR DRIVEN TYPE V/V, BA79V NO.5 CENTER TK (S) | PR130J | 4 |  |  | 13.2
CONT | 26 | A-3VR-02 | MYS4 | AFT PIPE TRUNK(C) | NO.2 BCS I/O CABINET | PR130G | 4 | AFT P/P RM(S) | MOTOR DRIVEN TYPE V/V, BA79V NO.5 CENTER TK (S) | PR130J | 4 |  |  | 13.4
CONT | 23 | A-2VR-04A | MY4 | FWD PIPE DUCT( C) | NO.1 BCS I/O CABINET | PR030G | 4 | FWD P/P RM(P) | MOTOR DRIVEN TYPE V/V, BA49V NO.2 CENTER TK (P) | PR080F | 3 |  |  | 13.2
CONT | 23 | A-2VR-04 | MYS4 | FWD PIPE DUCT( C) | NO.1 BCS I/O CABINET | PR030G | 4 | FWD P/P RM(P) | MOTOR DRIVEN TYPE V/V, BA49V NO.2 CENTER TK (P) | PR080F | 3 |  |  | 13.4
CONT | 20 | A-1VR-02A | MY4 | FWD PIPE DUCT( C) | NO.1 BCS I/O CABINET | PR030G | 4 | FWD P/P RM(S) | MOTOR DRIVEN TYPE V/V, BA22VNO.1 CENTER TK (S) | PR030J | 4 |  |  | 13.2
CONT | 20 | A-1VR-02 | MYS4 | FWD PIPE DUCT( C) | NO.1 BCS I/O CABINET | PR030G | 4 | FWD P/P RM(S) | MOTOR DRIVEN TYPE V/V, BA22VNO.1 CENTER TK (S) | PR030J | 4 |  |  | 13.4
CONT | 44 | A-6LS-01B | MY2 | AFT P/P RM (P) | M-JB-A02 | PA156 | 3 | AFT P/P RM (P) | NO.4 SLOP TK LEVEL HIGH | PR173 | 10 |  |  | 12
FIRE | 11 | FA-62 | FMY2 | LV SWBD RM(S) | SMOKE DETECTOR(N.W.T) | TW190A | 5 | LV SWBD RM(S) | SMOKE DETECTOR(N.W.T) | TW188 | 5 |  |  | 12.6
FIRE | 11 | FA-59 | FMY2 | LV SWBD RM(S) | MANUAL CALL POINT(N.W.T) | TW137A | 5 | LV SWBD RM(S) | SMOKE DETECTOR(N.W.T) | TW134B | 5 |  |  | 12.6
FIRE | 10 | FA-56 | FMY2 | TR RM(S) | SMOKE DETECTOR(N.W.T) | TW207 | 5 | TR RM(S) | SMOKE DETECTOR(N.W.T) | TW205 | 5 |  |  | 12.6
FIRE | 10 | FA-54 | FMY2 | HV SWBD RM(S) | SMOKE DETECTOR(N.W.T) | TW156 | 5 | TR RM(S) | MANUAL CALL POINT(N.W.T) | TWS49A | 5 |  |  | 12.6
FIRE | 10 | FA-14 | FMY2 | S_DK(S) PRAYER RM | SMOKE DETECTOR(N.W.T) | SF152 | 6 | S_DK(S) MEETING RM | SMOKE DETECTOR(N.W.T) | SF153 | 6 |  |  | 12.6
FIRE | 16 | FA-117 | FMY2 | TR RM(P) | MANUAL CALL POINT(N.W.T) | TW033 | 5 | TR RM(P) | SMOKE DETECTOR(N.W.T) | TW034 | 7 |  |  | 12.6
FIRE | 16 | FA-115 | FMY2 | LV SWBD RM(P) | SMOKE DETECTOR(N.W.T) | TW026 | 5 | LV SWBD RM(P) | SMOKE DETECTOR(N.W.T) | TW030 | 5 |  |  | 12.6
POWER | 16 | P-DG1-19 | DY2 | GEN. RM | NO.2 GEN SET ECU | TW99S | 8 | GEN. RM | BATTERY FOR NO.2 G/E | TW99S | 8 |  |  | 14.8
LTG | 26 | P-DC-51 | DY2 | SAFETY DK.(P) | P-DC-51JB | SF017 | 5 | SF DK(P) | EMCY LTG 24V DC POWER | SF017 | 7 |  |  | 14.8
LTG | 26 | P-DC-50E | DY2 | SAFETY DK.(P) | P-DC-50JB | SF037 | 5 | SF DK(P) | EMCY LTG 24V DC POWER | SF038 | 7 |  |  | 14.8
LTG | 28 | P-DC-02 | DY2 | SAFETY DK.(S) | P-DC-02JB | SF122 | 5 | SF DK(S) | EMCY LTG 24V DC POWER | SF121 | 5 |  |  | 14.8
LTG | 15 | LD23-03A | DY2 | TW DK(P) | LED LTG(E)_25WX2(SURFACE) | TW079D | 7 | TW DK(P) | 3WAY ROTARY SW.-W.T | TW079D | 5 |  |  | 14.8
LTG | 20 | LD13-01L | DY2 | TW DK(S) | LED LTG_25WX2(FLUSH) | TW156 | 3 | TW DK(S) | 3WAY FLUSH SW-N.W.T | TW154 | 5 |  |  | 14.8
LTG | 20 | LD13-01I | DY2 | TW DK(S) | 3WAY ROTARY SW.-W.T | TW166 | 5 | TW DK(S) | LED LTG_25WX2(SURFACE) | TW164 | 7 |  |  | 14.8
LTG | 20 | LD13-01D | DY2 | TW DK(S) | LED LTG_25WX2(SURFACE) | TW174 | 5 | TW DK(S) | LED LTG_25WX2(SURFACE) | TW174B | 5 |  |  | 14.8
LTG | 19 | LD12-52I | DY2 | CONT. HOUSE | RP(DOUBBLE-N.W.T) | BC099 | 10 | CONT. HOUSE | RP(DOUBBLE-N.W.T) | BC099 | 5 |  |  | 14.8
LTG | 19 | LD12-52E | DY2 | CONT. HOUSE | RP(DOUBBLE-N.W.T) | BC099 | 10 | CONT. HOUSE | RP(DOUBBLE-N.W.T) | BC099 | 5 |  |  | 14.8
LTG | 19 | LD12-52D | DY2 | CONT. HOUSE | RP(DOUBBLE-N.W.T) | BC099 | 10 | CONT. HOUSE | RP(DOUBBLE-N.W.T) | BC099 | 5 |  |  | 14.8
LTG | 24 | ELD-16F | DY2 | TW DK(S) | LTG J/B | TW113 | 6 | TW DK(S) | 3WAY ROTARY SW-W.T | TW113 | 7 |  |  | 14.8
CONT | 11 | A-DC-06 | DY2 | BCR | BCC | TOSBCC2 | 5 | BCR | BCR GROUP PANEL | TOSBCG | 3 |  |  | 14.8
CONT | 27 | A-3VR-18 | MY7 | AFT PIPE TRUNK(C) | NO.2 BCS I/O CABINET | PR130G | 4 | AFT P/P RM(S) | MOTOR DRIVEN TYPE V/V, BA84V NO.5 BALANCING VLAVE | PR130I | 3 |  |  | 15.2
CONT | 21 | A-1VR-18 | MY7 | FWD PIPE DUCT( C) | NO.1 BCS I/O CABINET | PR030G | 4 | FWD P/P RM(S) | MOTOR DRIVEN TYPE V/V, BA27VNO.1 BALANCING VLAVE | PR030I | 3 |  |  | 15.2
CONT | 43 | A-5LS-06 | MY2 | LV SWBD RM(S) | NO.3 MAMS I/O CABINET | TW185C | 3 | EMCY GEN. RM(S) | D.O FLOAT TK L/LEVEL ALARM FOR EM'CY GENE. | TW188 | 5 |  |  | 12
CONT | 43 | A-5LS-05 | MY2 | LV SWBD RM(S) | NO.3 MAMS I/O CABINET | TW185C | 3 | EMCY GEN. RM(S) | D.O FLOAT TK H/LEVEL ALARM FOR EM'CY GENE. | TW188 | 5 |  |  | 12
POWER | 90 | P-CW-04B | DY1 | AFT P/P RM STAIRWAY(P) | NO.4 CABLE COLL;G WINCH STARTER | SF016 | 3 | TOP DK(P) | NO.2 CABLE COLL;G WINCH | SF017 | 7 |  |  | 13.7
POWER | 90 | P-CW-04A | DY1 | AFT P/P RM STAIRWAY(P) | NO.4 CABLE COLL;G WINCH STARTER | SF016 | 3 | TOP DK(P) | NO.2 CABLE COLL;G WINCH | SF017 | 7 |  |  | 13.7
POWER | 36 | P-1GS-04T | MYS4 | AFT P/P RM(S) | M-JB-A04 | PA105 | 3 | AFT P/P RM(S) | NO.6 LOCAL IND PANEL | PR105C | 3 |  |  | 13.4
POWER | 36 | P-1GS-04S | MY4 | AFT P/P RM(S) | M-JB-A04 | PA105 | 3 | AFT_P/P RM (S) | NO.6 BALLAST P/P J/B | PR132 | 3 |  |  | 13.2
POWER | 34 | P-1GS-02T | MYS4 | FWD P/P RM(S) | M-JB-A03 | PA005 | 3 | FWD P/P RM(S) | NO.2 LOCAL IND PANEL | PR005C | 3 |  |  | 13.4
LTG | 13 | LD22-01A | MY4 | SAFETY DK.(P) | LED LTG_25WX2(SURFACE) | SF060 | 8 | SF DK(S) | ROTARY SW.-W.T | SF060 | 7 |  |  | 13.2
CONT | 29 | A-4VR-02A | MY4 | AFT PIPE TRUNK(C) | NO.2 BCS I/O CABINET | PR130G | 4 | AFT P/P RM(P) | MOTOR DRIVEN TYPE V/V, BA107VNO.5 CENTER TK (P) | PR180F | 4 |  |  | 13.2
CONT | 29 | A-4VR-02 | MYS4 | AFT PIPE TRUNK(C) | NO.2 BCS I/O CABINET | PR130G | 4 | AFT P/P RM(P) | MOTOR DRIVEN TYPE V/V, BA107VNO.5 CENTER TK (P) | PR180F | 4 |  |  | 13.4
CONT | 23 | A-2VR-02A | MY4 | FWD PIPE DUCT( C) | NO.1 BCS I/O CABINET | PR030G | 4 | FWD P/P RM(P) | MOTOR DRIVEN TYPE V/V, BA50V NO.1 CENTER TK (P) | PR080F | 4 |  |  | 13.2
CONT | 23 | A-2VR-02 | MYS4 | FWD PIPE DUCT( C) | NO.1 BCS I/O CABINET | PR030G | 4 | FWD P/P RM(P) | MOTOR DRIVEN TYPE V/V, BA50V NO.1 CENTER TK (P) | PR080F | 4 |  |  | 13.4
POWER | 16 | P-DG1-16A | SY120 | GEN. RM | BATTERY SW FOR NO.1 G/E | TW99S | 2 | GEN. RM | MANUAL BATT. TRANSFER SW | TW99S | 1 |  |  | 22.2
POWER | 16 | P-DG1-16 | SY120 | GEN. RM | BATTERY SW FOR NO.1 G/E | TW99S | 2 | GEN. RM | MANUAL BATT. TRANSFER SW | TW99S | 1 |  |  | 22.2
FIRE | 11 | FA-61 | FMY2 | LV SWBD RM(S) | SMOKE DETECTOR(W.T) | TW193A | 5 | LV SWBD RM(S) | SMOKE DETECTOR(N.W.T) | TW191 | 5 |  |  | 12.6
FIRE | 10 | FA-55 | FMY2 | TR RM(S) | MANUAL CALL POINT(N.W.T) | TW152 | 5 | TR RM(S) | SMOKE DETECTOR(N.W.T) | TW208 | 5 |  |  | 12.6
FIRE | 10 | FA-53 | FMY2 | HV SWBD RM(S) | SMOKE DETECTOR(N.W.T) | TW158 | 5 | HV SWBD RM(S) | SMOKE DETECTOR(N.W.T) | TW156 | 5 |  |  | 12.6
FIRE | 10 | FA-26 | FMY2 | AFT_PASSAGE FR.29(S) | MANUAL CALL POINT(W.T) | SF129 | 5 | EMCY GEN. RM(S) | FLAME DETECTOR(W.T) | SF131 | 5 |  |  | 12.6
FIRE | 10 | FA-18 | FMY2 | GALLEY(S) | HEAT DETECTOR(W.T) | SF170 | 5 | S_DK(S) MESS RM | SMOKE DETECTOR(N.W.T) | SF172 | 6 |  |  | 12.6
FIRE | 16 | FA-154 | FMY2 | S_DK(P) BATTERY RM | MANUAL CALL POINT(W.T) | SF007 | 5 | AFT_S_DK(P) TOILET | SMOKE DETECTOR(W.T) | SF006 | 5 |  |  | 12.6
FIRE | 16 | FA-139 | FMY2 | FWD_DK STORE(P) | SMOKE DETECTOR(W.T) | SF067B | 5 | FWD_PASSAGE FR.67(P) | MANUAL CALL POINT(W.T) | SF066 | 5 |  |  | 12.6
FIRE | 16 | FA-126 | FMY2 | NO.2 VOID(P) | SMOKE DETECTOR(W.T) | TW058 | 5 | NO.1 VOID(P) | MANUAL CALL POINT(W.T) | TW061 | 5 |  |  | 12.6
FIRE | 16 | FA-108 | FMY2 | ELEC W/S(P) | SMOKE DETECTOR(W.T) | TW010 | 5 | TW_DK(P) STP RM | MANUAL CALL POINT(W.T) | TWP12A | 6 |  |  | 12.6
FIRE | 16 | FA-101 | FMY2 | AFT P/P RM PIPE DUCT(P) | SMOKE DETECTOR(W.T) | PR162 | 5 | AFT_P/P RM PIPE DUCT(P) | SMOKE DETECTOR(W.T) | PR161 | 5 |  |  | 12.6
POWER | 77 | P-DC-04 | DY2 | LV SWBD RM(S) | NO.1 DC24V BCDC | TW186A | 3 | TW DK(S) AFT | EMERGENCY DC24V LIGHT | TW186 | 7 |  |  | 14.8
LTG | 16 | LD23-50D | DY2 | TW DK(P) | RP(W.T) | TW043 | 11 | TW DK(P) | RP(W.T) | TW043 | 5 |  |  | 14.8
LTG | 15 | LD23-02A | DY2 | TW DK(P) | LED LTG_25WX2(SURFACE) | TW045 | 5 | TW DK(P) | 3WAY ROTARY SW.-W.T | TW044 | 5 |  |  | 14.8
LTG | 21 | LD13-51C1 | DY2 | LV SWBD RM(S) | RP(DOUBBLE-N.W.T) | TW126 | 5 | LV SWBD RM(S) | RP(DOUBBLE-N.W.T) | TW126 | 10 |  |  | 14.8
LTG | 21 | LD13-51B | DY2 | TW DK(S) | RP(DOUBBLE-N.W.T) | TW131 | 6 | TW DK(S) | RP(DOUBBLE-N.W.T) | TW190C | 1 |  |  | 14.8
LTG | 21 | LD13-50C | DY2 | TW DK(S) | RP(DOUBBLE-N.W.T) | TW154 | 5 | TW DK(S) | RP(DOUBBLE-N.W.T) | TW154 | 10 |  |  | 14.8
LTG | 21 | LD13-50A4 | DY2 | TR RM(S) | RP(W.T) | TW151 | 10 | TR RM(S) | RP(W.T) | TW152 | 5 |  |  | 14.8
LTG | 20 | LD13-06X | DY2 | TW DK(S) | LTG J/B | TW123 | 5 | TW DK(S) | LED LTG_25WX2(SURFACE) | TW124 | 7 |  |  | 14.8
LTG | 20 | LD13-05A | DY2 | TW DK(S) | LED LTG_25WX2(SURFACE) | TW194A | 7 | TW DK(S) | 3WAY FLUSH SW-N.W.T | TW196 | 5 |  |  | 14.8
LTG | 19 | LD12-52AA | DY2 | CONT. HOUSE | RP(DOUBBLE-N.W.T) | BC099 | 8 | CONT. HOUSE | RP(DOUBBLE-N.W.T) | BC099 | 8 |  |  | 14.8
LTG | 17 | LD12-04A | DY2 | SAFETY DK.(S) | LED LTG_25WX2(SURFACE) | SF119 | 7 | SF DK(S) | 3WAY ROTARY SW.-W.T | SF117 | 5 |  |  | 14.8
LTG | 22 | ELD-54M | DY2 | TW DK(P) | LED LTG(E)_25WX2(SURFACE) | TW006 | 6 | TW DK(P) | LED LTG(E)_25WX2(SURFACE) | TW005 | 5 |  |  | 14.8
CONT | 11 | A-AC-12 | DY2 | BCR | BCC (AC220VPOWER PANEL) | BC099 | 8 | BCR | RECEPTACLE FOR PRINTER (L/C) | BC099 | 8 |  |  | 14.8
POWER | 90 | P-CW-03B | DY1 | AFT P/P RM STAIRWAY(S) | NO.3 CABLE COLL;G WINCH STARTER | SF114B | 5 | TOP DK(S) | NO.3 CABLE COLL;G WINCH | SF118 | 7 |  |  | 13.7
POWER | 90 | P-CW-03A | DY1 | AFT P/P RM STAIRWAY(S) | NO.3 CABLE COLL;G WINCH STARTER | SF114B | 5 | TOP DK(S) | NO.3 CABLE COLL;G WINCH | SF118 | 7 |  |  | 13.7
POWER | 35 | P-1GS-03T | MYS4 | AFT P/P RM(S) | M-JB-A03 | PA105 | 3 | AFT P/P RM(S) | NO.5 LOCAL IND PANEL | PR105E | 3 |  |  | 13.4
POWER | 34 | P-1GS-02S | MY4 | FWD P/P RM(S) | M-JB-A03 | PA005 | 3 | FWD P/P RM(S) | NO.2 BALLAST P/P J/B | PR032 | 3 |  |  | 13.2
POWER | 33 | P-1GS-01T | MYS4 | FWD P/P RM(S) | M-JB-A03 | PA005 | 3 | FWD P/P RM(S) | NO.1 LOCAL IND PANEL | PR005E | 3 |  |  | 13.4
LTG | 13 | LD22-04J | MY4 | SAFETY DK.(P) | LED LTG_25WX2(FLUSH)&MIRROR) | SF009 | 5 | SF DK(P) | LED LTG_25WX2(FLUSH)&MIRROR) | SF011 | 5 |  |  | 13.2
CONT | 30 | A-4VR-18 | MY7 | AFT PIPE TRUNK(C) | NO.2 BCS I/O CABINET | PR130G | 4 | AFT P/P RM(P) | MOTOR DRIVEN TYPE V/V, BA112VNO.7 BALANCING VLAVE | PR180G | 3 |  |  | 15.2
CONT | 24 | A-2VR-18 | MY7 | FWD PIPE DUCT( C) | NO.1 BCS I/O CABINET | PR030G | 4 | FWD P/P RM(P) | MOTOR DRIVEN TYPE V/V, BA55VNO.3 BALANCING VLAVE | PR080G | 3 |  |  | 15.2
FIRE | 11 | FA-80 | FMY2 | MECH W/S | SMOKE DETECTOR(W.T) | TW106 | 7 | AFT_P/P RM (S) | SMOKE DETECTOR(W.T) | TWS12A | 5 |  |  | 12.6
FIRE | 11 | FA-79 | FMY2 | MECH W/S | MANUAL CALL POINT(W.T) | TW109 | 5 | MECH. W/S | SMOKE DETECTOR(W.T) | TW107 | 7 |  |  | 12.6
FIRE | 16 | FA-132 | FMY2 | FWD PIPE DUCT(P) | SMOKE DETECTOR(W.T) | PR062 | 5 | FWD PIPE DUCT(P) | SMOKE DETECTOR(W.T) | PR062 | 8 |  |  | 12.6
FIRE | 16 | FA-124 | FMY2 | NO.3 VOID(P) | SMOKE DETECTOR(W.T) | TW051 | 5 | NO.2 VOID(P) | SMOKE DETECTOR(W.T) | TW054 | 7 |  |  | 12.6
FIRE | 16 | FA-113 | FMY2 | LV SWBD RM(P) | SMOKE DETECTOR(N.W.T) | TW022A | 5 | LV SWBD RM(P) | SMOKE DETECTOR(W.T) | TW083A | 5 |  |  | 12.6
FIRE | 10 | FA-08 | FMY2 | TOILET(S) | SMOKE DETECTOR(W.T) | SF105 | 5 | S_DK(S) CREW RM | SMOKE DETECTOR(N.W.T) | SF106 | 6 |  |  | 12.6
POWER | 78 | P-2PB-91 | MYS7 | LV SWBD RM (P) | NO.2 DC24V BCDC | TW088A | 3 | LV SWBD RM (P) | NO.2 MAMS I/O CABINET | TW087A | 3 |  |  | 15.4
POWER | 45 | P-2F-27A | TY2 | SAFETY DK(P) | STARTER FOR CABLE REEL(AFT) | SF99P | 10 | SAFETY DK(P) | CABLE REEL | SF99P | 5 |  |  | 15.5
POWER | 45 | P-2F-26A | TY2 | SAFETY DK(P) | STARTER FOR CABLE REEL(MID) | SF99P | 10 | SAFETY DK(P) | CABLE REEL | SF99P | 5 |  |  | 15.5
POWER | 45 | P-2F-25A | TY2 | SAFETY DK(P) | STARTER FOR CABLE REEL(FWD) | SF99P | 10 | SAFETY DK(P) | CABLE REEL | SF99P | 5 |  |  | 15.5
POWER | 22 | P-1F-35A | TY2 | SAFETY DK(S) | STARTER FOR CABLE REEL(AFT) | SF99S | 10 | SAFETY DK(S) | CABLE REEL | SF99S | 5 |  |  | 15.5
POWER | 22 | P-1F-34A | TY2 | SAFETY DK(S) | STARTER FOR CABLE REEL(MID) | SF99S | 10 | SAFETY DK(S) | CABLE REEL | SF99S | 5 |  |  | 15.5
POWER | 22 | P-1F-33A | TY2 | SAFETY DK(S) | STARTER FOR CABLE REEL(FWD) | SF99S | 10 | SAFETY DK(S) | CABLE REEL | SF99S | 5 |  |  | 15.5
FIRE | 8 | FC-INT-100 | FTTYS2 | BCR | NO.1 FIRE DETECTION RELAY UNIT | TOS39A | 4 | BCR | NO.2 FIRE DETECTION RELAY UNIT | TOS38A | 4 |  |  | 18.4
CONT | 43 | A-5LS-07 | MY2 | LV SWBD RM(S) | NO.3 MAMS I/O CABINET | TW185C | 3 | GEN. RM | WASTE WASTE OIL TK H/LEVEL ALARM | TW184 | 10 |  |  | 12
POWER | 89 | P-CW-01B | DY1 | FWD P/P RM STAIRWAY(S) | NO.1 CABLE COLL;G WINCH STARTER | SF162A | 5 | TOP DK(S) | NO.1 CABLE COLL;G WINCH | SF166 | 7 |  |  | 13.7
POWER | 89 | P-CW-01A | DY1 | FWD P/P RM STAIRWAY(S) | NO.1 CABLE COLL;G WINCH STARTER | SF162A | 5 | TOP DK(S) | NO.1 CABLE COLL;G WINCH | SF166 | 7 |  |  | 13.7
POWER | 61 | P-2GS-11A | MY4 | LV SWBD RM(P) | LV SWBD GROUP STARTER PANEL | TWMPD78 | 4 | LV SWBD RM(P) | NO.2 DC24V BCDC | TW088A | 3 |  |  | 13.2
LTG | 20 | LD13-01B | MY4 | TW DK(S) | 3WAY ROTARY SW.-W.T | TW173 | 5 | TW DK(S) | 3WAY ROTARY SW.-W.T | TW177 | 5 |  |  | 13.2
LTG | 18 | LD12-10M | MY4 | CONT. HOUSE | LED LTG_25WX2(FLUSH) | BC099 | 10 | CONT. HOUSE | LED LTG_25WX2(FLUSH) | BC099 | 10 |  |  | 13.2
LTG | 24 | ELD-15E | MY4 | TW DK(S) | 3WAY ROTARY SW-W.T | TW173 | 5 | TW DK(S) | 3WAY ROTARY SW-W.T | TW177 | 5 |  |  | 13.2
LTG | 16 | LD23-50H1 | DY2 | LV SWBD RM(P) | RP(DOUBBLE-N.W.T) | TW020B | 6 | LV SWBD RM(P) | RP(DOUBBLE-N.W.T) | TW020A | 8 |  |  | 14.8
LTG | 21 | LD13-50K | DY2 | TW DK(S) | RP(W.T) | TW179 | 5 | TW DK(S) | RP(W.T) | TW180 | 7 |  |  | 14.8
LTG | 21 | LD13-50I | DY2 | TW DK(S) | RP(W.T) | TW173 | 5 | TW DK(S) | RP(W.T) | TW174A | 7 |  |  | 14.8
LTG | 20 | LD13-06Q | DY2 | TW DK(S) | LED LTG_25WX2(SURFACE) | TW103 | 5 | TW DK(S) | LED LTG_25WX2(SURFACE) | TW102A | 3 |  |  | 14.8
LTG | 20 | LD13-06K | DY2 | TW DK(S) | LED LTG_25WX2(SURFACE) | TW107 | 5 | TW DK(S) | 3WAY ROTARY SW.-W.T | TW109 | 5 |  |  | 14.8
LTG | 20 | LD13-01G | DY2 | TW DK(S) | LED LTG_25WX2(SURFACE) | TW164 | 7 | TW DK(S) | 3WAY ROTARY SW.-W.T | TW162 | 5 |  |  | 14.8
LTG | 20 | LD13-01F | DY2 | TW DK(S) | LTG J/B | TW162 | 5 | TW DK(S) | LED LTG_25WX2(SURFACE) | TW164 | 7 |  |  | 14.8
LTG | 18 | LD12-08K | DY2 | SAFETY DK.(S) | LED LTG_25WX2(SURFACE) | SF198 | 10 | SF DK(S) | LED LTG_25WX2(SURFACE) | SF196 | 5 |  |  | 14.8
FIRE | 15 | FL-158 | FMY2 | FW HYD. UNIT RM(P) | FLASH LIGHT FOR FW HYD. UNIT RM(P) | TW076 | 5 | NO.1 VOID(P) | FLASH LIGHT FOR NO.1 VOID(P) | TW073 | 6 |  |  | 12.6
FIRE | 9 | FL-07 | FMY2 | AFT PASSAGE FR.38(S) | FLASH LIGHT FOR PASSGE(AFT) | SF139 | 3 | ELEC. PANEL RM(S) | FLASH LIGHT FOR ELEC. PANEL RM(AFT) | SF142A | 5 |  |  | 12.6
FIRE | 9 | FL-02 | FMY2 | AFT DK STORE(S) | FLASH LIGHT FOR DK STOR(AFT) | SF103B | 7 | AFT PASSAGE FR.12(S) | FLASH LIGHT FOR PASSGE(AFT) | SF105 | 5 |  |  | 12.6
FIRE | 10 | FA-24 | FMY2 | AFT_PASSAGE FR.16(S) | MANUAL CALL POINT(W.T) | SFS16A | 5 | AFT_PASSAGE FR.18(S) | MANUAL CALL POINT(W.T) | SF115 | 5 |  |  | 12.6
FIRE | 16 | FA-155 | FMY2 | AFT_S_DK(P) TOILET | SMOKE DETECTOR(W.T) | SF006 | 5 | AFT_S_DK(P) DECK ST. | SMOKE DETECTOR(W.T) | SF003B | 5 |  |  | 12.6
FIRE | 10 | FA-15 | FMY2 | S_DK(S) MEETING RM | SMOKE DETECTOR(N.W.T) | SF154 | 5 | TOILET(S) | SMOKE DETECTOR(W.T) | SF156 | 6 |  |  | 12.6
FIRE | 16 | FA-123 | FMY2 | NO.3 VOID(P) | SMOKE DETECTOR(W.T) | TW049 | 5 | NO.2 VOID(P) | SMOKE DETECTOR(W.T) | TW050 | 5 |  |  | 12.6
FIRE | 16 | FA-119 | FMY2 | TR RM(P) | SMOKE DETECTOR(N.W.T) | TW040 | 5 | TR RM(P) | SMOKE DETECTOR(N.W.T) | TW041 | 7 |  |  | 12.6
CONT | 8 | A-NT-06C | CAT6 | BCR | BCC | BC099 | 5 | BCR | PRINTER (MAMS) | BC099 | 23 |  |  | 14
POWER | 89 | P-CW-02 | TY2 | FWD P/P RM STAIRWAY(P) | NO.2 CABLE COLL;G WINCH STARTER | SF059B | 3 | TOP DK(P) | NO.2 CABLE COLL;G WINCH | SF060 | 7 |  |  | 15.5
POWER | 106 | P-2F-40C | TY2 | LV SWBD RM(P) | AIR COND CONTROL PANEL(PID-02) | TW079 | 10 | SAFETY DK(P) | CONDENSING UNIT J/B(POD-02) | TW079B | 3 |  |  | 15.5
POWER | 106 | P-2F-40B | TY2 | LV SWBD RM(P) | AIR COND CONTROL PANEL(PID-02) | TW079 | 10 | SAFETY DK(P) | CONDENSING UNIT J/B(POD-02) | TW079B | 3 |  |  | 15.5
CONT | 13 | A-AM-01 | MYS7 | BCR | BCC | TOSBCC1 | 7 | BCR | BCR GROUP PANEL | TOSBCG | 3 |  |  | 15.4
POWER | 96 | P-1F-45D | MY4 | SAFETY DK(S) | AIRCON CONTROL PANEL(PID-06) | TW101B | 5 | SAFETY DK(S) | CONDENSING UNIT J/B(POD-06) | TW101C | 5 |  |  | 13.2
LTG | 16 | LD23-50A | DY2 | TW DK(P) | RP(W.T) | TW076 | 5 | TW DK(P) | RP(W.T) | TW076 | 10 |  |  | 14.8
LTG | 13 | LD22-03A | DY2 | SAFETY DK.(P) | LED LTG_25WX2(SURFACE) | SF018 | 7 | SF DK(P) | 3WAY ROTARY SW.-W.T | SF017 | 5 |  |  | 14.8
LTG | 21 | LD13-50J | DY2 | TW DK(P) | RP(W.T) | TW174A | 7 | TW DK(P) | RP(W.T) | TWS63A | 5 |  |  | 14.8
LTG | 21 | LD13-50E1 | DY2 | HV SWBD RM(S) | RP(N.W.T) | TW158A | 10 | HV SWBD RM(S) | RP(DOUBBLE-N.W.T) | TW160 | 4 |  |  | 14.8
LTG | 19 | LD12-50O | DY2 | SAFETY DK.(S) | RP(W.T) | SF175D | 1 | SF DK(S) | RP(W.T) | SF175C | 10 |  |  | 14.8
LTG | 22 | ELD-52E | DY2 | SAFETY DK.(P) | LTG J/B | SF005 | 5 | SF DK(P) | LED LTG(E)_25WX2(SURFACE) | SF003B | 6 |  |  | 14.8
LTG | 24 | ELD-16I | DY2 | TW DK(S) | 3WAY ROTARY SW-W.T | TW116 | 8 | TW DK(S) | LED LTG(E)_25WX2(SURFACE) | TW116 | 7 |  |  | 14.8
FIRE | 9 | FL-11A | FMY2 | TW DK(S) | FLASH LIGHT FOR LV SWBD RM(AFT) | TW131 | 5 | TW DK(S) | FLASH LIGHT FOR LV SWBD RM(AFT) | TW193 | 5 |  |  | 12.6
FIRE | 16 | FA-148 | FMY2 | S_DK(P) AHU RM | SMOKE DETECTOR(W.T) | SF027 | 7 | AFT_PASSAGE FR.27(P) | MANUAL CALL POINT(W.T) | SF025 | 5 |  |  | 12.6
FIRE | 16 | FA-122 | FMY2 | NO.3 VOID(P) | SMOKE DETECTOR(W.T) | TW046 | 5 | NO.3 VOID(P) | SMOKE DETECTOR(W.T) | TW048 | 5 |  |  | 12.6
FIRE | 10 | FA-12 | FMY2 | S_DK(S) NO.2 OFFICE RM | SMOKE DETECTOR(N.W.T) | SF144 | 6 | S_DK(S) NO.1 OFFICE RM | SMOKE DETECTOR(N.W.T) | SF146 | 6 |  |  | 12.6
CONT | 44 | A-5LS-01D | MY2 | FWD P/P RM (P) | M-JB-A01 | PA056 | 3 | FWD P/P RM (P) | NO.2 SLOP TK LEVEL HIGH | PR068 | 10 |  |  | 12
POWER | 57 | P-2GS-04S | MY7 | AFT P/P RM(P) | M-JB-A02 | PA156 | 3 | AFT P/P RM(P) | NO.8 BALLAST P/P J/B | PR182 | 3 |  |  | 15.2
POWER | 57 | P-2GS-04F | MY7 | AFT P/P RM(P) | M-JB-A02 | PA156 | 3 | AFT P/P RM(P) | R.P.B | PR155C | 3 |  |  | 15.2
POWER | 55 | P-2GS-02F | MY7 | FWD P/P RM(P) | M-JB-A01 | PA056 | 3 | FWD P/P RM(P) | R.P.B | PR055C | 3 |  |  | 15.2
POWER | 93 | P-CT-06B | DY1 | AHU RM(P) | NO.6 CAPATAN STARTER | SF027 | 10 | TOP DK(P) | NO.6 CAPSTAN | SF028 | 5 |  |  | 13.7
POWER | 93 | P-CT-06A | DY1 | AHU RM(P) | NO.6 CAPATAN STARTER | SF027 | 10 | TOP DK(P) | NO.6 CAPSTAN | SF028 | 5 |  |  | 13.7
POWER | 58 | P-2GS-06K | MY4 | AFT P/P RM(P) | M-JB-A02 | PA156 | 3 | AFT P/P RM(P) | NO.4 FIRE, G/S P/P J/B | PR169 | 3 |  |  | 13.2
POWER | 58 | P-2GS-05K | MY4 | FWD P/P RM(P) | M-JB-A01 | PA056 | 3 | FWD P/P RM(P) | NO.2 FIRE, G/S P/P J/B | PR069 | 3 |  |  | 13.2
FIRE | 20 | PAC-05 | FTTYS2 | BCR | PUBLIC ADRRES MAIN UNIT | BC099 | 8 | CONT. HOUSE | REMOTE CONT. PANEL | BC099 | 8 |  |  | 18.4
POWER | 106 | P-2F-39C | TY2 | LV SWBD RM(P) | AIR COND CONTROL PANEL(PID-01) | TW020A | 10 | SAFETY DK(P) | CONDENSING UNIT J/B(POD-01) | TW089B | 4 |  |  | 15.5
POWER | 106 | P-2F-39B | TY2 | LV SWBD RM(P) | AIR COND CONTROL PANEL(PID-01) | TW020A | 10 | SAFETY DK(P) | CONDENSING UNIT J/B(POD-01) | TW089B | 4 |  |  | 15.5
FIRE | 9 | FL-09 | FMY2 | AFT STP. RM(S) | FLASH LIGHT FOR AFT STP. RM(S) | TW103 | 5 | MECH W/S(S) | FLASH LIGHT FOR MACH. W/S(AFT) | TW106 | 5 |  |  | 12.6
FIRE | 11 | FA-58 | FMY2 | TR RM(S) | SMOKE DETECTOR(N.W.T) | TW201 | 7 | LV SWBD RM(S) | MANUAL CALL POINT(N.W.T) | TWS39B | 5 |  |  | 12.6
FIRE | 10 | FA-57 | FMY2 | TR RM(S) | SMOKE DETECTOR(N.W.T) | TW204 | 5 | TR RM(S) | SMOKE DETECTOR(N.W.T) | TW201 | 7 |  |  | 12.6
FIRE | 16 | FA-125 | FMY2 | NO.2 VOID(P) | SMOKE DETECTOR(W.T) | TW055 | 5 | NO.2 VOID(P) | SMOKE DETECTOR(W.T) | TW057 | 5 |  |  | 12.6
LTG | 16 | LD23-50D3 | DY2 | TR RM(P) | RP(W.T) | TW033 | 7 | TR RM(P) | RP(W.T) | TW033 | 10 |  |  | 14.8
LTG | 15 | LD23-01C--01E | DY2 | TWEEN DK(P) | 3WAY ROTARY SW-W.T | TW99P | 10 | TW DK(P) | LED LTG_25WX2(SURFACE) | TW99P | 10 |  |  | 14.8
LTG | 14 | LD22-51A | DY2 | PUBLIC TOILET(P) | RP(DOUBBLE-W.T) | SF99S | 10 | PUBLIC TOILET(P) | RP(SINGLE-W.T) | SF99S | 10 |  |  | 14.8
LTG | 13 | LD22-03 | DY2 | LV SWBD RM(P) | LD-22 PANEL | TW086C | 3 | SF DK(P) | LTG J/B | SF021 | 5 |  |  | 14.8
LTG | 19 | LD12-54K | DY2 | SAFETY DK.(S) | RP(DOUBBLE-N.W.T) | SF99S | 10 | SF DK(S) | RP(DOUBBLE-N.W.T) | SF99S | 10 |  |  | 14.8
LTG | 19 | LD12-54J | DY2 | SAFETY DK.(S) | RP(DOUBBLE-N.W.T) | SF99S | 10 | SF DK(S) | RP(DOUBBLE-N.W.T) | SF99S | 10 |  |  | 14.8
LTG | 19 | LD12-54I | DY2 | SAFETY DK.(S) | RP(DOUBBLE-N.W.T) | SF99S | 10 | SF DK(S) | RP(DOUBBLE-N.W.T) | SF99S | 10 |  |  | 14.8
LTG | 19 | LD12-54H | DY2 | SAFETY DK.(S) | RP(DOUBBLE-N.W.T) | SF99S | 10 | SF DK(S) | RP(DOUBBLE-N.W.T) | SF99S | 10 |  |  | 14.8
LTG | 19 | LD12-54G | DY2 | SAFETY DK.(S) | RP(DOUBBLE-N.W.T) | SF99S | 10 | SF DK(S) | RP(DOUBBLE-N.W.T) | SF99S | 10 |  |  | 14.8
LTG | 19 | LD12-54E | DY2 | SAFETY DK.(S) | RP(DOUBBLE-N.W.T) | SF99S | 10 | SF DK(S) | RP(DOUBBLE-N.W.T) | SF99S | 10 |  |  | 14.8
LTG | 19 | LD12-54D | DY2 | SAFETY DK.(S) | RP(DOUBBLE-N.W.T) | SF99S | 10 | SF DK(S) | RP(DOUBBLE-N.W.T) | SF99S | 10 |  |  | 14.8
LTG | 19 | LD12-54C | DY2 | SAFETY DK.(S) | RP(DOUBBLE-N.W.T) | SF99S | 10 | SF DK(S) | RP(DOUBBLE-N.W.T) | SF99S | 10 |  |  | 14.8
LTG | 19 | LD12-54B | DY2 | SAFETY DK.(S) | RP(DOUBBLE-N.W.T) | SF99S | 10 | SF DK(S) | RP(DOUBBLE-N.W.T) | SF99S | 10 |  |  | 14.8
LTG | 19 | LD12-54A | DY2 | SAFETY DK.(S) | RP(DOUBBLE-N.W.T) | SF99S | 10 | SF DK(S) | RP(DOUBBLE-N.W.T) | SF99S | 10 |  |  | 14.8
LTG | 19 | LD12-51G | DY2 | SAFETY DK.(S) | RP(DOUBBLE-N.W.T) | SF99S | 10 | SF DK(S) | RP(DOUBBLE-N.W.T) | SF99S | 10 |  |  | 14.8
LTG | 19 | LD12-51E | DY2 | SAFETY DK.(S) | RP(DOUBBLE-N.W.T) | SF99S | 10 | SF DK(S) | RP(DOUBBLE-N.W.T) | SF99S | 10 |  |  | 14.8
LTG | 19 | LD12-51A | DY2 | SAFETY DK.(S) | RP(DOUBBLE-N.W.T) | SF99S | 10 | SF DK(S) | RP(DOUBBLE-N.W.T) | SF99S | 10 |  |  | 14.8
LTG | 19 | LD12-50M | DY2 | SAFETY DK.(S) | RP(DOUBBLE-N.W.T) | SF99S | 10 | SF DK(S) | RP(DOUBBLE-N.W.T) | SF99S | 10 |  |  | 14.8
LTG | 19 | LD12-50L | DY2 | SAFETY DK.(S) | RP(DOUBBLE-N.W.T) | SF99S | 10 | SF DK(S) | RP(DOUBBLE-N.W.T) | SF99S | 10 |  |  | 14.8
LTG | 19 | LD12-50K | DY2 | SAFETY DK.(S) | RP(DOUBBLE-N.W.T) | SF99S | 10 | SF DK(S) | RP(DOUBBLE-N.W.T) | SF99S | 10 |  |  | 14.8
LTG | 19 | LD12-50H | DY2 | SAFETY DK.(S) | RP(DOUBBLE-W.T) | SF99S | 10 | SF DK(S) | RP(DOUBBLE-W.T) | SF99S | 10 |  |  | 14.8
LTG | 19 | LD12-50B | DY2 | SAFETY DK.(S) | RP(DOUBBLE-N.W.T) | SF99S | 10 | SF DK(S) | RP(DOUBBLE-N.W.T) | SF99S | 10 |  |  | 14.8
LTG | 19 | LD12-50A | DY2 | SAFETY DK.(S) | RP(DOUBBLE-N.W.T) | SF99S | 10 | SF DK(S) | RP(DOUBBLE-N.W.T) | SF99S | 10 |  |  | 14.8
LTG | 18 | LD12-09L | DY2 | SAFETY DK.(S) | LED LTG_25WX2(FLUSH) | SF99S | 10 | SF DK(S) | ROTARY SW.-W.T | SF99S | 10 |  |  | 14.8
LTG | 18 | LD12-09F | DY2 | SAFETY DK.(S) | LED LTG_25WX2(FLUSH) | SF99S | 10 | SF DK(S) | LED LTG_25WX2(FLUSH) | SF99S | 10 |  |  | 14.8
LTG | 17 | LD12-06X1--06X6 | DY2 | SAFETY DK.(S) | LED LTG_25WX2(FLUSH) | SF99S | 10 | SF DK(S) | LTG DOWN FLUSH TYPE | SF99S | 10 |  |  | 14.8
LTG | 17 | LD12-06F--06G | DY2 | SAFETY DK.(S) | LED LTG_25WX2(FLUSH) | SF99S | 10 | SF DK(S) | LED LTG_25WX2(FLUSH) | SF99S | 10 |  |  | 14.8
LTG | 17 | LD12-06D | DY2 | SAFETY DK.(S) | LED LTG_25WX2(FLUSH) | SF152 | 7 | SF DK(S) | LED LTG_25WX2(FLUSH) | SF153 | 7 |  |  | 14.8
LTG | 17 | LD12-02J | DY2 | SAFETY DK.(S) | LED LTG_25WX2(FLUSH) | SF99S | 10 | SF DK(S) | LED LTG_25WX2(FLUSH) | SF99S | 10 |  |  | 14.8
LTG | 17 | LD12-02E--02F | DY2 | SAFETY DK.(S) | LED LTG_25WX2(FLUSH) | SF99S | 10 | SF DK(S) | LED LTG_25WX2(FLUSH) | SF99S | 10 |  |  | 14.8
CONT | 8 | A-NT-04A | AWM 2PX22AWG | LV SWBD RM(P) | NO.1 MAMS I/O CABINET | TW008B | 5 | LV SWBD RM(P) | NO.2 MAMS I/O CABINET | TW087A | 5 |  |  | 11.5
CONT | 8 | A-NT-04 | AWM 2PX22AWG | LV SWBD RM(P) | NO.1 MAMS I/O CABINET | TW008B | 5 | LV SWBD RM(P) | NO.2 MAMS I/O CABINET | TW087A | 5 |  |  | 11.5
POWER | 94 | P-CT-07B | DY1 | AFT DK STORE(S) | NO.7 CAPATAN STARTER | SF103D | 2 | TOP DK(S) | NO.7 CAPSTAN | SF106 | 5 |  |  | 13.7
POWER | 94 | P-CT-07A | DY1 | AFT DK STORE(S) | NO.7 CAPATAN STARTER | SF103D | 2 | TOP DK(S) | NO.7 CAPSTAN | SF106 | 5 |  |  | 13.7
POWER | 106 | P-2F-39E | MY4 | LV SWBD RM(P) | AIR COND CONTROL PANEL(PID-01) | TW020A | 9 | LV SWBD RM(P) | NO.2 MAMS I/O CABINET | TW087A | 3 |  |  | 13.2
POWER | 56 | P-2GS-03F | MY7 | AFT P/P RM(P) | M-JB-A02 | PA156 | 3 | AFT P/P RM(P) | R.P.B | PR155E | 3 |  |  | 15.2
POWER | 55 | P-2GS-02S | MY7 | FWD P/P RM(P) | M-JB-A01 | PA056 | 3 | FWD P/P RM(P) | NO.4 BALLAST P/P J/B | PR082 | 3 |  |  | 15.2
POWER | 54 | P-2GS-01F | MY7 | FWD P/P RM(P) | M-JB-A01 | PA056 | 3 | FWD P/P RM(P) | R.P.B | PR055E | 3 |  |  | 15.2
FIRE | 9 | FL-57 | FMY2 | HV SWBD RM(S) | FLASH LIGHT FOR HV SWBD RM (S) | TW157 | 3 | FWD STP. RM(S) | FLASH LIGHT FOR FWD STP. RM(S) | TW163 | 5 |  |  | 12.6
FIRE | 10 | FA-30 | FMY2 | AFT_PASSAGE FR.36(S) | MANUAL CALL POINT(W.T) | SF138 | 5 | ELEC. PANEL RM(S) | SMOKE DETECTOR(W.T) | SF142A | 5 |  |  | 12.6
FIRE | 16 | FA-150 | FMY2 | AFT_PASSAGE FR.18(P) | MANUAL CALL POINT(W.T) | SF015 | 5 | AFT_P/P RM ENT(P) | SMOKE DETECTOR(W.T) | SF014 | 12 |  |  | 12.6
FIRE | 16 | FA-145 | FMY2 | S_DK(P) COMP RM | SMOKE DETECTOR(W.T) | SF040 | 5 | S_DK(P) COMP RM | SMOKE DETECTOR(W.T) | SF036 | 5 |  |  | 12.6
FIRE | 16 | FA-118 | FMY2 | TR RM(P) | SMOKE DETECTOR(N.W.T) | TW035 | 6 | TR RM(P) | SMOKE DETECTOR(N.W.T) | TW039 | 7 |  |  | 12.6
POWER | 80 | P-DC-53 | DY2 | LV SWBD RM(P) | NO.2 DC24V BCDC | TW088A | 3 | TWEEN DECK/PORT(AFT) | EMERGENCY DC24V LIGHT | TW024B | 5 |  |  | 14.8
LTG | 16 | LD23-50H2 | DY2 | LV SWBD RM(P) | RP(N.W.T) | TW089 | 8 | LV SWBD RM(P) | RP(DOUBBLE-N.W.T) | TW089 | 8 |  |  | 14.8
LTG | 13 | LD22-05X | DY2 | SAFETY DK.(P) | LTG J/B | SF007 | 5 | SF DK(P) | LED LTG_25WX2(FLUSH) | SF007 | 10 |  |  | 14.8
LTG | 21 | LD13-51H | DY2 | TW DK(S) | RP(W.T) | TW109 | 5 | TW DK(S) | RP(W.T) | TW107 | 8 |  |  | 14.8
LTG | 20 | LD13-06M | DY2 | TW DK(S) | 3WAY ROTARY SW.-W.T | TW106 | 5 | TW DK(S) | LED LTG_25WX2(SURFACE) | TW107 | 5 |  |  | 14.8
LTG | 20 | LD13-01C | DY2 | TW DK(S) | 3WAY ROTARY SW.-W.T | TW177 | 5 | TW DK(S) | LED LTG_25WX2(SURFACE) | TW174 | 5 |  |  | 14.8
LTG | 19 | LD12-52H | DY2 | CONT. HOUSE | RP(DOUBBLE-N.W.T) | BC099 | 10 | CONT. HOUSE | RP(DOUBBLE-N.W.T) | BC099 | 10 |  |  | 14.8
LTG | 19 | LD12-52G | DY2 | CONT. HOUSE | RP(DOUBBLE-N.W.T) | BC099 | 10 | CONT. HOUSE | RP(DOUBBLE-N.W.T) | BC099 | 10 |  |  | 14.8
LTG | 19 | LD12-52F | DY2 | CONT. HOUSE | RP(DOUBBLE-N.W.T) | BC099 | 10 | CONT. HOUSE | RP(DOUBBLE-N.W.T) | BC099 | 10 |  |  | 14.8
LTG | 19 | LD12-52A | DY2 | CONT. HOUSE | RP(DOUBBLE-N.W.T) | BC099 | 10 | CONT. HOUSE | RP(DOUBBLE-N.W.T) | BC099 | 10 |  |  | 14.8
LTG | 18 | LD12-10A | DY2 | TOP DK.(S) | LED LTG_25WX2(SURFACE) | TO157 | 10 | TOP DK(S) | 3WAY ROTARY SW.-W.T | TO157 | 10 |  |  | 14.8
LTG | 22 | ELD-54J | DY2 | TW DK(P) | LED LTG(E)_25WX2(SURFACE) | TW012 | 6 | TW DK(P) | LED LTG(E)_25WX2(SURFACE) | TW010 | 6 |  |  | 14.8
LTG | 22 | ELD-51G | DY2 | SAFETY DK.(P) | LED LTG(E)_25WX2(SURFACE) | SF037 | 5 | SF DK(P) | 3WAY ROTARY SW-W.T | SF034 | 5 |  |  | 14.8
LTG | 22 | ELD-51F | DY2 | SAFETY DK.(P) | LTG J/B | SF034 | 5 | SF DK(P) | 3WAY ROTARY SW-W.T | SF037 | 5 |  |  | 14.8
LTG | 24 | ELD-16S | DY2 | TW DK(S) | LED LTG(E)_25WX2(SURFACE) | TW103 | 7 | TW DK(S) | LED LTG(E)_25WX2(SURFACE) | TW101 | 5 |  |  | 14.8
LTG | 24 | ELD-16P | DY2 | TW DK(S) | LED LTG(E)_25WX2(SURFACE) | TW107 | 5 | TW DK(S) | LED LTG(E)_25WX2(SURFACE) | TW106 | 5 |  |  | 14.8
FIRE | 21 | PA-21 | FTY2 | SAFETY DK.(S) | SPEAKER (5W-W.T) | SF99S | 7 | SF DK(S) | SPEAKER (2W-W.T) | SF99S | 7 |  |  | 17
FIRE | 21 | PA-20 | FTY2 | SAFETY DK.(S) | SPEAKER (2W-N.W.T) | SF99S | 7 | SF DK(S) | SPEAKER (5W-W.T) | SF99S | 7 |  |  | 17
POWER | 91 | P-CT-02B | DY1 | FWD DK STORE(P) | NO.2 CAPATAN STARTER | SF067D | 2 | TOP DK(P) | NO.2 CAPSTAN | SF065 | 5 |  |  | 13.7
POWER | 91 | P-CT-02A | DY1 | FWD DK STORE(P) | NO.2 CAPATAN STARTER | SF067D | 2 | TOP DK(P) | NO.2 CAPSTAN | SF065 | 5 |  |  | 13.7
POWER | 37 | P-1GS-06K | MY4 | AFT P/P RM(S) | M-JB-A04 | PA105 | 3 | AFT_P/P RM (S) | NO.3 FIRE, G/S P/P J/B | PR119 | 3 |  |  | 13.2
POWER | 37 | P-1GS-05K | MY4 | FWD P/P RM(S) | M-JB-A03 | PA005 | 3 | FWD P/P RM(S) | NO.1 FIRE, G/S P/P J/B | PR019 | 3 |  |  | 13.2
LTG | 15 | LD23-04Q | MY4 | TW DK(P) | 3WAY FLUSH SW-N.W.T | TW013 | 5 | TW DK(P) | 3WAY FLUSH SW-N.W.T | TW009 | 5 |  |  | 13.2
LTG | 20 | LD13-06L | MY4 | TW DK(S) | 3WAY ROTARY SW.-W.T | TW109 | 5 | TW DK(S) | 3WAY ROTARY SW.-W.T | TW106 | 5 |  |  | 13.2
LTG | 17 | LD12-05A | MY4 | SAFETY DK.(S) | LED LTG_25WX2(SURFACE) | SF107 | 7 | SF DK(S) | ROTARY SW.-W.T | SF110 | 5 |  |  | 13.2
FIRE | 9 | FL-59 | FMY2 | ELEC W/S(S) | FLASH LIGHT FOR ELEC W/S (S) | TW174A | 5 | FWD HYD. UNIT RM(S) | FLASH LIGHT FOR FWD HYD. UNIT RM(S) | TW181 | 5 |  |  | 12.6
FIRE | 15 | FL-105 | FMY2 | AFT STP. RM(P) | FLASH LIGHT FOR AFT STP. RM(P) | TW006 | 7 | ELEC.W/S(P) | FLASH LIGHT FOR ELEC. W/S(AFT) | TW010 | 4 |  |  | 12.6
FIRE | 15 | FL-101 | FMY2 | AFT DK STORE(P) | FLASH LIGHT FOR DK STOR(AFT) | SF003B | 5 | AFT PASSAGE FR.12(P) | FLASH LIGHT FOR PASSGE(AFT) | SF007 | 3 |  |  | 12.6
FIRE | 11 | FA-75 | FMY2 | AFT P/P RM(S) | SMOKE DETECTOR(W.T) | PR105E | 1 | AFT_P/P RM PIPE DUCT(S) | SMOKE DETECTOR(W.T) | PR110 | 5 |  |  | 12.6
FIRE | 10 | FA-46 | FMY2 | FWD P/P RM(S) | SMOKE DETECTOR(W.T) | PR005E | 1 | FWD PIPE DUCT(S) | SMOKE DETECTOR(W.T) | PR010 | 5 |  |  | 12.6
FIRE | 16 | FA-131 | FMY2 | FWD P/P RM(P) | SMOKE DETECTOR(W.T) | PR055E | 1 | FWD PIPE DUCT(P) | SMOKE DETECTOR(W.T) | PR060 | 5 |  |  | 12.6
FIRE | 16 | FA-102 | FMY2 | AFT P/P RM PIPE DUCT(P) | SMOKE DETECTOR(W.T) | PR160 | 5 | AFT_P/P RM (P) | SMOKE DETECTOR(W.T) | PR155E | 1 |  |  | 12.6
POWER | 36 | P-1GS-04F | MY7 | AFT P/P RM(S) | M-JB-A04 | PA105 | 3 | AFT_P/P RM (S) | R.P.B | PR105C | 3 |  |  | 15.2
POWER | 34 | P-1GS-02F | MY7 | FWD P/P RM(S) | M-JB-A03 | PA005 | 3 | FWD P/P RM(S) | R.P.B | PR005C | 3 |  |  | 15.2
POWER | 53 | P-2L-59 | DY2 | LV SWBD RM(P) | LV SWBD (P) / AC220V FEEDER PANEL | TWMPE | 4 | TW DK(P) | NO.2 MAMS I/O CABINET | TW087A | 3 |  |  | 14.8
LTG | 16 | LD23-50M | DY2 | TW DK(P) | RP(W.T) | TW007 | 6 | TW DK(P) | RP(W.T) | TW006 | 10 |  |  | 14.8
LTG | 16 | LD23-50H | DY2 | TW DK(P) | RP(DOUBBLE-N.W.T) | TW024C | 6 | TW DK(P) | RP(DOUBBLE-N.W.T) | TW021 | 7 |  |  | 14.8
LTG | 15 | LD23-01A | DY2 | TW DK(P) | LED LTG_25WX2(SURFACE) | TW070 | 7 | TW DK(P) | 3WAY ROTARY SW-W.T | TW068 | 7 |  |  | 14.8
LTG | 21 | LD13-51J | DY2 | TW DK(S) | RP(W.T) | TW104 | 8 | TW DK(S) | RP(W.T) | TW103 | 8 |  |  | 14.8
LTG | 21 | LD13-50A | DY2 | TW DK(S) | RP(W.T) | TW139 | 5 | TW DK(S) | RP(W.T) | TW139 | 15 |  |  | 14.8
LTG | 20 | LD13-01N | DY2 | TW DK(S) | 3WAY FLUSH SW-N.W.T | TW160 | 5 | TW DK(S) | LED LTG_25WX2(FLUSH) | TW156 | 3 |  |  | 14.8
LTG | 18 | LD12-07G | DY2 | SAFETY DK.(S) | LED LTG_25WX2(FLUSH) | SF147 | 7 | SF DK(S) | LED LTG_25WX2(FLUSH) | SF145 | 7 |  |  | 14.8
LTG | 24 | ELD-15B | DY2 | TW DK(S) | LED LTG(E)_25WX2(SURFACE) | TW179 | 6 | TW DK(S) | LED LTG(E)_25WX2(SURFACE) | TW181 | 8 |  |  | 14.8
POWER | 90 | P-CW-04 | TY2 | AFT P/P RM STAIRWAY(P) | NO.4 CABLE COLL;G WINCH STARTER | SF016 | 3 | TOP DK(P) | NO.2 CABLE COLL;G WINCH | SF017 | 7 |  |  | 15.5
POWER | 107 | P-2F-41D | TY2 | TR RM(P) | AIR COND CONTROL PANEL(PID-03) | TWP29B | 10 | SAFETY DK(P) | CONDENSING UNIT J/B(POD-03) | TW079D | 5 |  |  | 15.5
POWER | 107 | P-2F-41C | TY2 | TR RM(P) | AIR COND CONTROL PANEL(PID-03) | TWP29B | 10 | SAFETY DK(P) | CONDENSING UNIT J/B(POD-03) | TW079D | 5 |  |  | 15.5
POWER | 91 | P-CT-01B | DY1 | FWD DK STORE(S) | NO.1 CAPATAN STARTER | SF175D | 2 | TOP DK(S) | NO.1 CAPSTAN | SF171 | 5 |  |  | 13.7
POWER | 91 | P-CT-01A | DY1 | FWD DK STORE(S) | NO.1 CAPATAN STARTER | SF175D | 2 | TOP DK(S) | NO.1 CAPSTAN | SF171 | 5 |  |  | 13.7
POWER | 65 | P-A1-07A | MY4 | SAFETY DK(S) | A/C OUTSIDE UNIT(SOD-02) | SF138A | 5 | CHANGING RM | A/C INSIDE UNIT(SID-02) | SF137 | 12 |  |  | 13.2
LTG | 24 | ELD-16-SPT | DY1 | TW DK(S) | SPT J/B | TW118 | 6 | TW DK(S) | SOUNT POWER TELEPHONE RELAY BOX | TW121 | 8 |  |  | 13.7
CONT | 34 | A-3LT-08 | MYS2 | AFT PIPE TRUNK(C) | NO.2 BCS I/O CABINET | PR130 | 4 | FWD P/P RM(S) | AMP FOR L.T (NO.8 WING. TK (S)) | PR110 | 10 |  |  | 12
CONT | 34 | A-3LT-06 | MYS2 | AFT PIPE TRUNK(C) | NO.2 BCS I/O CABINET | PR130 | 4 | FWD P/P RM(S) | AMP FOR L.T (NO.7 WING. TK (S)) | PR110 | 10 |  |  | 12
CONT | 34 | A-3LT-04 | MYS2 | AFT PIPE TRUNK(C) | NO.2 BCS I/O CABINET | PR130 | 4 | FWD P/P RM(S) | AMP FOR L.T (NO.6 WING. TK (S)) | PR110 | 10 |  |  | 12
CONT | 34 | A-3LT-02 | MYS2 | AFT PIPE TRUNK(C) | NO.2 BCS I/O CABINET | PR130 | 4 | FWD P/P RM(S) | AMP FOR L.T (NO.5 WING. TK (S)) | PR110 | 10 |  |  | 12
CONT | 32 | A-1LT-08 | MYS2 | FWD PIPE DUCT( C) | NO.1 BCS I/O CABINET | PR030 | 4 | FWD P/P RM(S) | AMP FOR L.T (NO.4 WING. TK (S)) | PR010 | 10 |  |  | 12
CONT | 32 | A-1LT-06 | MYS2 | FWD PIPE DUCT( C) | NO.1 BCS I/O CABINET | PR030 | 4 | FWD P/P RM(S) | AMP FOR L.T (NO.3 WING. TK (S)) | PR010 | 10 |  |  | 12
CONT | 32 | A-1LT-04 | MYS2 | FWD PIPE DUCT( C) | NO.1 BCS I/O CABINET | PR030 | 4 | FWD P/P RM(S) | AMP FOR L.T (NO.2 WING. TK (S)) | PR010 | 10 |  |  | 12
CONT | 32 | A-1LT-02 | MYS2 | FWD PIPE DUCT( C) | NO.1 BCS I/O CABINET | PR030 | 4 | FWD P/P RM(S) | AMP FOR L.T (NO.1 WING. TK (S)) | PR010 | 10 |  |  | 12
FIRE | 10 | FA-44 | FMY2 | FWD P/P RM(S) | SMOKE DETECTOR(W.T) | PR026 | 11 | FWD P/P RM(S) | SMOKE DETECTOR(W.T) | PR004 | 5 |  |  | 12.6
FIRE | 10 | FA-35 | FMY2 | FWD_P/P RM ENT(S) | SMOKE DETECTOR(W.T) | SF161 | 10 | FWD_PASSAGE FR.59(S) | MANUAL CALL POINT(W.T) | SF164 | 5 |  |  | 12.6
FIRE | 10 | FA-05 | FMY2 | BCR | SMOKE DETECTOR(N.W.T) | BC099 | 10 | BCR | SMOKE DETECTOR(N.W.T) | BC099 | 15 |  |  | 12.6
FIRE | 23 | PA-63 | FTY2 | SAFETY DK.(P) | SPEAKER (2W-W.T) | SF99P | 8 | SF DK(P) | SPEAKER (5W-W.T) | SF99P | 7 |  |  | 17
POWER | 35 | P-1GS-03F | MY7 | AFT P/P RM(S) | M-JB-A04 | PA105 | 3 | AFT_P/P RM (S) | R.P.B | PR105E | 3 |  |  | 15.2
POWER | 33 | P-1GS-01F | MY7 | FWD P/P RM(S) | M-JB-A03 | PA005 | 3 | FWD P/P RM(S) | R.P.B | PR005E | 3 |  |  | 15.2
POWER | 77 | P-DC-03 | DY2 | LV SWBD RM(S) | NO.1 DC24V BCDC | TW186A | 3 | TW DK(S) AFT | EMERGENCY DC24V LIGHT | TW184 | 7 |  |  | 14.8
LTG | 16 | LD23-50D1 | DY2 | TR RM(P) | RP(W.T) | TW043 | 5 | TR RM(P) | RP(W.T) | TW041A | 7 |  |  | 14.8
LTG | 13 | LD22-02A | DY2 | SAFETY DK.(P) | LED LTG_25WX2(SURFACE) | SF044 | 8 | SF DK(P) | 3WAY ROTARY SW.-W.T | SF042 | 7 |  |  | 14.8
LTG | 21 | LD13-50A2 | DY2 | TR RM(S) | RP(W.T) | TW145 | 10 | TR RM(S) | RP(W.T) | TW146 | 10 |  |  | 14.8
LTG | 20 | LD13-06A | DY2 | TW DK(S) | LED LTG_25WX2(SURFACE) | TW123 | 7 | TW DK(S) | 3WAY ROTARY SW.-W.T | TW125 | 7 |  |  | 14.8
LTG | 24 | ELD-15F | DY2 | TW DK(S) | 3WAY ROTARY SW-W.T | TW177 | 5 | TW DK(S) | LED LTG(E)_25WX2(SURFACE) | TW173 | 7 |  |  | 14.8
LTG | 22 | ELD-54H | MY4 | TW DK(P) | 3WAY ROTARY SW-W.T | TW013 | 5 | TW DK(P) | 3WAY ROTARY SW-W.T | TW009 | 7 |  |  | 13.2
POWER | 90 | P-CW-03 | TY2 | AFT P/P RM STAIRWAY(S) | NO.3 CABLE COLL;G WINCH STARTER | SF114B | 5 | TOP DK(S) | NO.3 CABLE COLL;G WINCH | SF118 | 7 |  |  | 15.5
POWER | 85 | P-2F-29B | TY2 | TW DK(P) | NO.2 F.W HYD UNIT CONTROL PANEL | TW99P | 10 | TW DK(P) | NO.2 P/P | TW99P | 10 |  |  | 15.5
POWER | 85 | P-2F-29A | TY2 | TW DK(P) | NO.2 F.W HYD UNIT CONTROL PANEL | TW99P | 10 | TW DK(P) | NO.1 P/P | TW99P | 10 |  |  | 15.5
POWER | 85 | P-1F-27B | TY2 | TW DK(S) | NO.1 F.W HYD UNIT CONTROL PANEL | TW99S | 10 | TW DK(S) | NO.2 P/P | TW99S | 10 |  |  | 15.5
POWER | 85 | P-1F-27A | TY2 | TW DK(S) | NO.1 F.W HYD UNIT CONTROL PANEL | TW99S | 10 | TW DK(S) | NO.1 P/P | TW99S | 10 |  |  | 15.5
FIRE | 9 | FL-54 | FMY2 | FWD PASSAGE FR.64(S) | FLASH LIGHT FOR PASSAGE (FWD) | SF171 | 5 | FWD DK STORE(S) | FLASH LIGHT FOR DK STORE (FWD) | SF175C | 2 |  |  | 12.6
FIRE | 11 | FA-73 | FMY2 | AFT P/P RM(S) | SMOKE DETECTOR(W.T) | PR126 | 12 | AFT_P/P RM (S) | SMOKE DETECTOR(W.T) | PR104 | 5 |  |  | 12.6
FIRE | 16 | FA-129 | FMY2 | FWD P/P RM(P) | SMOKE DETECTOR(W.T) | PR076 | 12 | FWD P/P RM(P) | SMOKE DETECTOR(W.T) | PR054 | 5 |  |  | 12.6
FIRE | 16 | FA-104 | FMY2 | AFT P/P RM(P) | SMOKE DETECTOR(W.T) | PR154 | 5 | AFT_P/P RM (P) | SMOKE DETECTOR(W.T) | PR176 | 12 |  |  | 12.6
CONT | 35 | A-4LT-08 | MYS2 | AFT PIPE TRUNK(C) | NO.2 BCS I/O CABINET | PR130 | 4 | FWD P/P RM(S) | AMP FOR L.T (NO.8 WING. TK (P)) | PR160 | 10 |  |  | 12
CONT | 35 | A-4LT-06 | MYS2 | AFT PIPE TRUNK(C) | NO.2 BCS I/O CABINET | PR130 | 4 | FWD P/P RM(S) | AMP FOR L.T (NO.7 WING. TK (P)) | PR160 | 10 |  |  | 12
CONT | 35 | A-4LT-04 | MYS2 | AFT PIPE TRUNK(C) | NO.2 BCS I/O CABINET | PR130 | 4 | FWD P/P RM(S) | AMP FOR L.T (NO.6 WING. TK (P)) | PR160 | 10 |  |  | 12
CONT | 35 | A-4LT-02 | MYS2 | AFT PIPE TRUNK(C) | NO.2 BCS I/O CABINET | PR130 | 4 | FWD P/P RM(S) | AMP FOR L.T (NO.5 WING. TK (P)) | PR160 | 10 |  |  | 12
CONT | 33 | A-2LT-08 | MYS2 | FWD PIPE DUCT( C) | NO.1 BCS I/O CABINET | PR030 | 4 | FWD P/P RM(S) | AMP FOR L.T (NO.4 WING. TK (P)) | PR060 | 10 |  |  | 12
CONT | 33 | A-2LT-06 | MYS2 | FWD PIPE DUCT( C) | NO.1 BCS I/O CABINET | PR030 | 4 | FWD P/P RM(S) | AMP FOR L.T (NO.3 WING. TK (P)) | PR060 | 10 |  |  | 12
CONT | 33 | A-2LT-04 | MYS2 | FWD PIPE DUCT( C) | NO.1 BCS I/O CABINET | PR030 | 4 | FWD P/P RM(S) | AMP FOR L.T (NO.2 WING. TK (P)) | PR060 | 10 |  |  | 12
CONT | 33 | A-2LT-02 | MYS2 | FWD PIPE DUCT( C) | NO.1 BCS I/O CABINET | PR030 | 4 | FWD P/P RM(S) | AMP FOR L.T (NO.1 WING. TK (P)) | PR060 | 10 |  |  | 12
POWER | 96 | P-1F-44D | MY4 | SAFETY DK(S) | AIRCON CONTROL PANEL(PID-15) | TW207 | 7 | SAFETY DK(S) | CONDENSING UNIT J/B(POD-15) | TW202 | 5 |  |  | 13.2
LTG | 24 | ELD-16N | MY4 | TW DK(S) | 3WAY ROTARY SW-W.T | TW109 | 5 | TW DK(S) | 3WAY ROTARY SW-W.T | TW106 | 8 |  |  | 13.2
POWER | 30 | P-1L-31 | DY2 | LV SWBD RM(S) | LV SWBD AC220V FEEDER PANEL | TWMSA | 4 | LV SWBD RM(S) | LV SWBD AC380V PANEL FOR FREQ CONV(AC220V POWER SUPPLY) | TWMSC6 | 4 |  |  | 14.8
LTG | 16 | LD23-50L | DY2 | TW DK(P) | RP(W.T) | TW010 | 10 | TW DK(P) | RP(W.T) | TWP12A | 6 |  |  | 14.8
LTG | 21 | LD13-51I | DY2 | TW DK(S) | RP(W.T) | TW106 | 8 | TW DK(S) | RP(W.T) | TWS12A | 8 |  |  | 14.8
LTG | 20 | LD13-01JB | DY2 | TW DK(S) | LED LTG_25WX2(FLUSH) | TW156 | 3 | TW DK(S) | LTG J/B | TW162 | 5 |  |  | 14.8
LTG | 18 | LD12-08C | DY2 | SAFETY DK.(S) | LED LTG_25WX2(FLUSH) | SF135 | 7 | SF DK(S) | LED LTG_25WX2(SURFACE) | SF198 | 7 |  |  | 14.8
LTG | 22 | ELD-53C | DY2 | TW DK(P) | 3WAY ROTARY SW-W.T | TW074 | 5 | TW DK(P) | LED LTG(E)_25WX2(SURFACE) | TW069 | 5 |  |  | 14.8
LTG | 22 | ELD-51Y | DY2 | SAFETY DK.(P) | LED LTG(E)_25WX2(SURFACE) | SF052 | 5 | SF DK(P) | LED LTG(E)_25WX2(SURFACE) | SF049 | 5 |  |  | 14.8
LTG | 24 | ELD-16O | DY2 | TW DK(S) | 3WAY ROTARY SW-W.T | TW106 | 8 | TW DK(S) | LED LTG(E)_25WX2(SURFACE) | TW107 | 5 |  |  | 14.8
LTG | 24 | ELD-15G | DY2 | TW DK(S) | LED LTG(E)_25WX2(SURFACE) | TW173 | 7 | TW DK(S) | LED LTG(E)_25WX2(SURFACE) | TW175 | 7 |  |  | 14.8
COMM | 16 | N-STS-02 | MYS2 | ESC RM | SHORE TELEPHONE J.B | SF182 | 5 | MESS ROOM(S) | SHORE TELEPHONE RECEPTACLE | SF175 | 6 |  |  | 12
FIRE | 15 | FL-156 | FMY2 | AFT PASSAGE FR.34(P) | FLASH LIGHT FOR PASSAGE(P) | SF031 | 5 | ELEC. PANEL RM(P) | FLASH LIGHT FOR ELEC. PANEL RM(P) | SF028 | 5 |  |  | 12.6
FIRE | 10 | FA-29 | FMY2 | EMCY GEN. RM | MANUAL CALL POINT(W.T) | SF198 | 4 | AFT_PASSAGE FR.36(S) | MANUAL CALL POINT(W.T) | SF137 | 6 |  |  | 12.6
FIRE | 16 | FA-153 | FMY2 | AFT_PASSAGE FR.16(P) | MANUAL CALL POINT(W.T) | SF011 | 5 | S_DK(P) BATTERY RM | MANUAL CALL POINT(W.T) | SF007 | 5 |  |  | 12.6
FIRE | 10 | FA-13 | FMY2 | S_DK(S) NO.1 OFFICE RM | SMOKE DETECTOR(N.W.T) | SF147 | 6 | S_DK(S) PRAYER RM | SMOKE DETECTOR(N.W.T) | SF151 | 6 |  |  | 12.6
POWER | 89 | P-CW-01 | TY2 | FWD P/P RM STAIRWAY(S) | NO.1 CABLE COLL;G WINCH STARTER | SF162A | 5 | TOP DK(S) | NO.1 CABLE COLL;G WINCH | SF166 | 7 |  |  | 15.5
LTG | 20 | LD13-01M | MY4 | TW DK(S) | 3WAY FLUSH SW-N.W.T | TW154 | 5 | TW DK(S) | 3WAY FLUSH SW-N.W.T | TW160 | 5 |  |  | 13.2
LTG | 16 | LD23-50G | DY2 | LV SWBD RM(P) | RP(N.W.T) | TW030 | 7 | LV SWBD RM(P) | RP(DOUBBLE-N.W.T) | TW024C | 6 |  |  | 14.8
LTG | 15 | LD23-01F | DY2 | TW DK(P) | LTG J/B | TW070 | 5 | TW DK(P) | LED LTG_25WX2(SURFACE) | TW076 | 3 |  |  | 14.8
LTG | 13 | LD22-03X | DY2 | SAFETY DK.(P) | LTG J/B | SF021 | 5 | SF DK(P) | LED LTG_25WX2(SURFACE) | SF018 | 7 |  |  | 14.8
LTG | 21 | LD13-51C | DY2 | TW DK(S) | RP(DOUBBLE-N.W.T) | TW190C | 1 | TW DK(S) | RP(DOUBBLE-N.W.T) | TW185 | 6 |  |  | 14.8
LTG | 19 | LD12-54X1 | DY2 | SAFETY DK.(S) | RP(DOUBBLE-N.W.T) | SF99S | 15 | SF DK(S) | RP(SINGLE-N.W.T) | SF99S | 10 |  |  | 14.8
LTG | 19 | LD12-54X | DY2 | SAFETY DK.(S) | RP(DOUBBLE-N.W.T) | SF99S | 15 | SF DK(S) | RP(SINGLE-N.W.T) | SF99S | 10 |  |  | 14.8
LTG | 19 | LD12-52X | DY2 | CONT. HOUSE | RP(DOUBBLE-N.W.T) | SF99S | 15 | CONT. HOUSE | RP(SINGLE-N.W.T) | SF99S | 10 |  |  | 14.8
LTG | 19 | LD12-51B | DY2 | SAFETY DK.(S) | RP(DOUBBLE-N.W.T) | SF135 | 10 | SF DK(S) | RP(W.T) | SF199 | 3 |  |  | 14.8
LTG | 19 | LD12-50X | DY2 | SAFETY DK.(S) | RP(DOUBBLE-N.W.T) | SF99S | 15 | SF DK(S) | RP(SINGLE-N.W.T) | SF99S | 10 |  |  | 14.8
LTG | 18 | LD12-09N--09P | DY2 | SAFETY DK.(S) | LED LTG_25WX2(FLUSH) | SF99S | 15 | SF DK(S) | LED LTG_25WX2(FLUSH) | SF99S | 10 |  |  | 14.8
LTG | 17 | LD12-06H | DY2 | SAFETY DK.(S) | LED LTG_25WX2(FLUSH) | SF154 | 7 | SF DK(S) | LED LTG_25WX2(FLUSH) | SF156 | 8 |  |  | 14.8
LTG | 17 | LD12-02G | DY2 | SAFETY DK.(S) | LED LTG_25WX2(FLUSH) | SF172 | 7 | SF DK(S) | LED LTG_25WX2(FLUSH) | SF175B | 5 |  |  | 14.8
LTG | 22 | ELD-53Q | DY2 | TW DK(P) | LED LTG(E)_25WX2(SURFACE) | TW041A | 10 | TW DK(P) | LED LTG(E)_25WX2(SURFACE) | TW079K | 10 |  |  | 14.8
LTG | 22 | ELD-53P | DY2 | TW DK(P) | LED LTG(E)_25WX2(SURFACE) | TW99P | 15 | TW DK(P) | LED LTG(E)_25WX2(SURFACE) | TW99P | 10 |  |  | 14.8
LTG | 22 | ELD-51Z | DY2 | SAFETY DK.(P) | LED LTG(E)_25WX2(SURFACE) | SF048 | 5 | SF DK(P) | LED LTG(E)_25WX2(SURFACE) | SF044 | 5 |  |  | 14.8
LTG | 24 | ELD-15U | DY2 | TR RM(S) | LED LTG(E)_25WX2(SURFACE) | TW147 | 8 | TR RM(S) | LED LTG(E)_25WX2(SURFACE) | TW150 | 7 |  |  | 14.8
POWER | 76 | P-1PB-07 | DY4 | LV SWBD RM(S) | NO.1 DC24V BCDC | TW186A | 3 | LV SWBD RM(S) | LV SWBD (S) | TWMSG | 4 |  |  | 15.9
FIRE | 15 | FL-102 | FMY2 | AFT PASSAGE(P) | AFT PASSAGE FR.12(P) | SF007 | 3 | AFT P/P RM STAIR WAY(P) | FLASH LIGHT FOR AFT P/P RM STAIR WAY(AFT) | SF013 | 5 |  |  | 12.6
POWER | 58 | P-2GS-06D | MY7 | AFT P/P RM(P) | M-JB-A02 | PA156 | 3 | AFT P/P RM(P) | R.P.B | PR168 | 3 |  |  | 15.2
POWER | 58 | P-2GS-05D | MY7 | FWD P/P RM(P) | M-JB-A01 | PA056 | 3 | FWD P/P RM(P) | R.P.B | PR068 | 3 |  |  | 15.2
POWER | 54 | P-2GS-01S | MY7 | FWD P/P RM(P) | M-JB-A01 | PA056 | 3 | FWD P/P RM(P) | NO.3 BALLAST P/P J/B | PR084 | 3 |  |  | 15.2
POWER | 94 | P-CT-08B | DY1 | AFT DK STORE(P) | NO.8 CAPATAN STARTER | SF003D | 3 | TOP DK(P) | NO.8 CAPSTAN | SF008 | 5 |  |  | 13.7
POWER | 94 | P-CT-08A | DY1 | AFT DK STORE(P) | NO.8 CAPATAN STARTER | SF003D | 3 | TOP DK(P) | NO.8 CAPSTAN | SF008 | 5 |  |  | 13.7
POWER | 103 | P-1F-36C | MY4 | HV SWBD RM(S) | AIR COND CONTROL PANEL(PID-13) | TW154 | 10 | SAFETY DK(S) | CONDENSING UNIT J/B(POD-13) | TW208 | 9 |  |  | 13.2
LTG | 15 | LD23-01B | MY4 | TW DK(P) | 3WAY ROTARY SW-W.T | TW068 | 7 | TW DK(P) | 3WAY ROTARY SW-W.T | TW074 | 5 |  |  | 13.2
LTG | 22 | ELD-54-SPT | DY1 | TW DK(P) | SPT J/B | TW018 | 6 | TW DK(P) | RELAY BOX | TW012 | 8 |  |  | 13.7
LTG | 22 | ELD-53B | MY4 | TW DK(P) | 3WAY ROTARY SW-W.T | TW068 | 7 | TW DK(P) | 3WAY ROTARY SW-W.T | TW074 | 5 |  |  | 13.2
LTG | 24 | ELD-15J | MY4 | TW DK(S) | 3WAY FLUSH SW-N.W.T | TW154 | 6 | TW DK(S) | 3WAY FLUSH SW-N.W.T | TW160 | 5 |  |  | 13.2
POWER | 75 | P-1PB-91 | MYS7 | LV SWBD RM (S) | NO.1 DC24V BCDC | TW186A | 3 | LV SWBD RM (S) | NO.3 MAMS I/O CABINET | TW185C | 4 |  |  | 15.4
POWER | 96 | P-1F-45B | TY2 | SAFETY DK(S) | AIRCON CONTROL PANEL(PID-06) | TW101B | 5 | SAFETY DK(S) | CONDENSING UNIT J/B(POD-06) | TW101C | 5 |  |  | 15.5
POWER | 96 | P-1F-45A | TY2 | SAFETY DK(S) | AIRCON CONTROL PANEL(PID-06) | TW101B | 5 | SAFETY DK(S) | CONDENSING UNIT J/B(POD-06) | TW101C | 5 |  |  | 15.5
CONT | 41 | A-3PT-04 | TTYS1 | AFT PIPE TRUNK(C) | NO.2 BCS I/O CABINET | PR130 | 4 | AFT P/P RM(S) | PT FOR NO.6 BALLAST P/P DISCH. PRESS. | PR105C | 5 |  |  | 11
CONT | 41 | A-3PT-03 | TTYS1 | AFT PIPE TRUNK(C) | NO.2 BCS I/O CABINET | PR130 | 4 | AFT P/P RM(S) | PT FOR NO.6 BALLAST P/P SUC. PRESS. | PR105C | 5 |  |  | 11
CONT | 39 | A-1PT-04 | TTYS1 | FWD PIPE DUCT( C) | NO.1 BCS I/O CABINET | PR030 | 4 | FWD P/P RM(S) | PT FOR NO.2 BALLAST P/P DISCH. PRESS. | PR005C | 5 |  |  | 11
CONT | 39 | A-1PT-03 | TTYS1 | FWD PIPE DUCT( C) | NO.1 BCS I/O CABINET | PR030 | 4 | FWD P/P RM(S) | PT FOR NO.2 BALLAST P/P SUC. PRESS. | PR005C | 5 |  |  | 11
LTG | 27 | P-DC-57 | DY2 | AFT P/P RM(P) | P-DC-57JB | PR151 | 6 | AFT P/P RM(P) | EMCY LTG 24V DC POWER | PR166 | 10 |  |  | 14.8
LTG | 29 | P-DC-11 | DY2 | AFT P/P RM(S) | P-DC-11JB | PR101 | 6 | AFT P/P RM(S) | EMCY LTG 24V DC POWER | PR116 | 10 |  |  | 14.8
LTG | 29 | P-DC-09 | DY2 | FWD P/P RM(S) | P-DC-09JB | PR001 | 6 | FWD P/P RM(S) | EMCY LTG 24V DC POWER | PR016 | 10 |  |  | 14.8
POWER | 29 | P-1L-22 | DY2 | LV SWBD RM(S) | LV SWBD AC220V FEEDER PANEL | TWMSA | 4 | LV SWBD RM(S) | LV SWBD SYNCHRO PANEL(AC220V POWER | TWMSE | 4 |  |  | 14.8
LTG | 16 | LD23-50K | DY2 | TW DK(P) | RP(W.T) | TW013 | 5 | TW DK(P) | RP(W.T) | TW010 | 10 |  |  | 14.8
LTG | 16 | LD23-50E | DY2 | TW DK(P) | RP(W.T) | TWP29B | 10 | TW DK(P) | RP(DOUBBLE-N.W.T) | TWP29A | 5 |  |  | 14.8
LTG | 18 | LD12-10P | DY2 | CONT. HOUSE | LED LTG_25WX2(FLUSH) | BC099 | 15 | CONT. HOUSE | LED LTG_25WX2(FLUSH) | BC099 | 10 |  |  | 14.8
LTG | 18 | LD12-07Q | DY2 | NO.2 OFFICE(S) | LED LTG_25WX2(FLUSH) | SF144 | 7 | ELEC. PANEL RM (S) | LED LTG_25WX2(SURFACE) | SF141 | 5 |  |  | 14.8
LTG | 22 | ELD-54I | DY2 | TW DK(P) | 3WAY ROTARY SW-W.T | TW009 | 7 | TW DK(P) | LED LTG(E)_25WX2(SURFACE) | TW012 | 6 |  |  | 14.8
LTG | 22 | ELD-53G | DY2 | TW DK(P) | LED LTG(E)_25WX2(SURFACE) | TW047 | 5 | TW DK(P) | 3WAY ROTARY SW-W.T | TW044 | 6 |  |  | 14.8
LTG | 24 | ELD-16L | DY2 | TW DK(S) | LTG J/B | TW113 | 6 | TW DK(S) | 3WAY ROTARY SW-W.T | TW108 | 6 |  |  | 14.8
LTG | 24 | ELD-14X | DY2 | TOP DK.(S) | LTG J/B | TO157 | 10 | TOP DK(S) | 3WAY ROTARY SW-W.T | TO157 | 15 |  |  | 14.8
FIRE | 15 | FL-152 | FMY2 | FWD PASSAGE FR.63(P) | FLASH LIGHT FOR PASSAGE(P) | SF063 | 5 | FWD P/P RM STAIR WAY(P) | FLASH LIGHT FOR FWD P/R STAIR WAY (P) | SF056 | 5 |  |  | 12.6
FIRE | 9 | FL-06 | FMY2 | EMCY GEN. RM | FLASH LIGHT FOR EM'CY GEN RM(AFT) | SF196 | 6 | AFT PASSAGE FR.38(S) | FLASH LIGHT FOR PASSGE(AFT) | SF139 | 3 |  |  | 12.6
FIRE | 10 | FA-38 | FMY2 | FWD_DK STORE(S) | SMOKE DETECTOR(W.T) | SF175B | 4 | FWD_HYD. UNIT RM(S) | MANUAL CALL POINT(W.T) | TW181 | 5 |  |  | 12.6
CONT | 42 | A-4PT-04 | TTYS1 | AFT PIPE TRUNK(C) | NO.2 BCS I/O CABINET | PR130 | 4 | AFT P/P RM(P) | PT FOR NO.8 BALLAST P/P DISCH. PRESS. | PR155C | 5 |  |  | 11
CONT | 42 | A-4PT-03 | TTYS1 | AFT PIPE TRUNK(C) | NO.2 BCS I/O CABINET | PR130 | 4 | AFT P/P RM(P) | PT FOR NO.8 BALLAST P/P SUC. PRESS. | PR155C | 5 |  |  | 11
CONT | 41 | A-3PT-02 | TTYS1 | AFT PIPE TRUNK(C) | NO.2 BCS I/O CABINET | PR130 | 4 | AFT P/P RM(S) | PT FOR NO.5 BALLAST P/P DISCH. PRESS. | PR105E | 5 |  |  | 11
CONT | 41 | A-3PT-01 | TTYS1 | AFT PIPE TRUNK(C) | NO.2 BCS I/O CABINET | PR130 | 4 | AFT P/P RM(S) | PT FOR NO.5 BALLAST P/P SUC. PRESS. | PR105E | 5 |  |  | 11
CONT | 40 | A-2PT-04 | TTYS1 | FWD PIPE DUCT( C) | NO.1 BCS I/O CABINET | PR030 | 4 | FWD P/P RM(P) | PT FOR NO.4 BALLAST P/P DISCH. PRESS. | PR055C | 5 |  |  | 11
CONT | 40 | A-2PT-03 | TTYS1 | FWD PIPE DUCT( C) | NO.1 BCS I/O CABINET | PR030 | 4 | FWD P/P RM(P) | PT FOR NO.4 BALLAST P/P SUC. PRESS. | PR055C | 5 |  |  | 11
CONT | 39 | A-1PT-02 | TTYS1 | FWD PIPE DUCT( C) | NO.1 BCS I/O CABINET | PR030 | 4 | FWD P/P RM(S) | PT FOR NO.1 BALLAST P/P DISCH. PRESS. | PR005E | 5 |  |  | 11
CONT | 39 | A-1PT-01 | TTYS1 | FWD PIPE DUCT( C) | NO.1 BCS I/O CABINET | PR030 | 4 | FWD P/P RM(S) | PT FOR NO.1 BALLAST P/P SUC. PRESS. | PR005E | 5 |  |  | 11
POWER | 76 | P-1PB-11 | DY6 | LV SWBD RM(S) | NO.1 DC24V BCDC | TW186A | 3 | LV SWBD RM(S) | BALLAST V/V CONT. CENTER | TW185B | 3 |  |  | 17.4
CONT | 26 | A-3VR-07A | MY4 | AFT PIPE TRUNK(C) | NO.2 BCS I/O CABINET | PR130 | 4 | AFT P/P RM(S) | MOTOR DRIVEN TYPE V/V, BA81V NO.8 WING TK (S) | PR110 | 7 |  |  | 13.2
CONT | 26 | A-3VR-07 | MYS4 | AFT PIPE TRUNK(C) | NO.2 BCS I/O CABINET | PR130 | 4 | AFT P/P RM(S) | MOTOR DRIVEN TYPE V/V, BA81V NO.8 WING TK (S) | PR110 | 7 |  |  | 13.4
CONT | 26 | A-3VR-05A | MY4 | AFT PIPE TRUNK(C) | NO.2 BCS I/O CABINET | PR130 | 4 | AFT P/P RM(S) | MOTOR DRIVEN TYPE V/V, BA80V NO.7 WING TK (S) | PR110 | 7 |  |  | 13.2
CONT | 26 | A-3VR-05 | MYS4 | AFT PIPE TRUNK(C) | NO.2 BCS I/O CABINET | PR130 | 4 | AFT P/P RM(S) | MOTOR DRIVEN TYPE V/V, BA80V NO.7 WING TK (S) | PR110 | 7 |  |  | 13.4
CONT | 20 | A-1VR-07A | MY4 | FWD PIPE DUCT( C) | NO.1 BCS I/O CABINET | PR030 | 4 | FWD P/P RM(S) | MOTOR DRIVEN TYPE V/V, BA24V NO.4 WING TK (S) | PR010 | 7 |  |  | 13.2
CONT | 20 | A-1VR-07 | MYS4 | FWD PIPE DUCT( C) | NO.1 BCS I/O CABINET | PR030 | 4 | FWD P/P RM(S) | MOTOR DRIVEN TYPE V/V, BA24V NO.4 WING TK (S) | PR010 | 7 |  |  | 13.4
CONT | 20 | A-1VR-05A | MY4 | FWD PIPE DUCT( C) | NO.1 BCS I/O CABINET | PR030 | 4 | FWD P/P RM(S) | MOTOR DRIVEN TYPE V/V, BA23VNO.3 WING TK (S) | PR010 | 7 |  |  | 13.2
CONT | 20 | A-1VR-05 | MYS4 | FWD PIPE DUCT( C) | NO.1 BCS I/O CABINET | PR030 | 4 | FWD P/P RM(S) | MOTOR DRIVEN TYPE V/V, BA23VNO.3 WING TK (S) | PR010 | 7 |  |  | 13.4
COMM | 12 | N-CCTV-05A | CAT6 | BCR | CCTV RACK | TOSCTR | 3 | EMCY GEN. RM(S) | NO.5 CCTV CAMERA | SF198 | 5 |  |  | 14
CONT | 58 | A-AL-07 | MY2 | LV SWBD RM(S) | NO.3 MAMS I/O CABINET | TW185C | 3 | GEN. RM | MACH. ALARM LAMP | TW120 | 5 |  |  | 12
FIRE | 9 | FL-58 | FMY2 | FWD STP. RM(S) | FLASH LIGHT FOR FWD STP. RM(S) | TW163 | 5 | ELEC.W/S(S) | FLASH LIGHT FOR ELEC W/S (S) | TW174 | 5 |  |  | 12.6
FIRE | 11 | FA-72 | FMY2 | AFT P/P RM(S) | MANUAL CALL POINT(W.T) | PR123 | 2 | AFT_P/P RM (S) | SMOKE DETECTOR(W.T) | PR126 | 12 |  |  | 12.6
FIRE | 11 | FA-71 | FMY2 | GEN. RM | MANUAL CALL POINT(W.T) | TWS18A | 5 | AFT_P/P RM (S) | MANUAL CALL POINT(W.T) | PR123 | 2 |  |  | 12.6
FIRE | 10 | FA-43 | FMY2 | FWD P/P RM(S) | MANUAL CALL POINT(W.T) | PR023 | 2 | FWD P/P RM(S) | SMOKE DETECTOR(W.T) | PR026 | 11 |  |  | 12.6
FIRE | 16 | FA-128 | FMY2 | FWD P/P RM(P) | MANUAL CALL POINT(W.T) | PR073 | 2 | FWD P/P RM(P) | SMOKE DETECTOR(W.T) | PR076 | 12 |  |  | 12.6
FIRE | 16 | FA-105 | FMY2 | AFT P/P RM(P) | SMOKE DETECTOR(W.T) | PR176 | 12 | AFT_P/P RM (P) | MANUAL CALL POINT(W.T) | PR173 | 2 |  |  | 12.6
LTG | 27 | P-DC-55 | DY2 | FWD P/P RM(P) | P-DC-55JB | PR051 | 6 | FWD P/P RM(P) | EMCY LTG 24V DC POWER | PR067 | 10 |  |  | 14.8
LTG | 27 | P-DC-54 | DY2 | SAFETY DK.(P) | P-DC-54JB | TW065B | 5 | SF DK(P) | EMCY LTG 24V DC POWER | SF056 | 10 |  |  | 14.8
LTG | 28 | P-DC-07 | DY2 | TOP DK.(S) | P-DC-07JB | TO154 | 4 | TOP DK(S) | EMCY LTG 24V DC POWER | TO151 | 15 |  |  | 14.8
LTG | 28 | P-DC-01E | DY2 | SAFETY DK.(S) | P-DC-01JB | SF167 | 10 | SF DK(S) | EMCY LTG 24V DC POWER | SF166 | 10 |  |  | 14.8
LTG | 13 | LD22-05E | DY2 | SAFETY DK.(P) | LTG J/B | SF007 | 5 | SF DK(P) | LED LTG_25WX2(SURFACE) | SF004 | 7 |  |  | 14.8
LTG | 21 | LD13-50E2 | DY2 | HV SWBD RM(S) | RP(DOUBBLE-N.W.T) | TW160 | 4 | HV SWBD RM(S) | RP(DOUBBLE-N.W.T) | TW157 | 11 |  |  | 14.8
LTG | 19 | LD12-54L | DY2 | NO.2 OFFICE(S) | RP(DOUBBLE-N.W.T) | SF143 | 12 | ELEC. PANEL RM(S) | RP(W.T) | SF143 | 12 |  |  | 14.8
LTG | 17 | LD12-02C | DY2 | SAFETY DK.(S) | LED LTG_25WX2(FLUSH) | SF168 | 7 | SF DK(S) | LED LTG_25WX2(FLUSH) | SF171 | 7 |  |  | 14.8
LTG | 22 | ELD-54X | DY2 | TW DK(P) | LED LTG(E)_25WX2(FLUSH) | TW020A | 10 | TW DK(P) | LED LTG(E)_25WX2(FLUSH) | TW086 | 6 |  |  | 14.8
LTG | 22 | ELD-54D | DY2 | TW DK(P) | LED LTG(E)_25WX2(FLUSH) | TW079 | 6 | TW DK(P) | LED LTG(E)_25WX2(FLUSH) | TW024B | 7 |  |  | 14.8
POWER | 16 | P-DG1-13A | SY70 | GEN. RM | BATTERY FOR NO.1 G/E | TW99S | 4 | GEN. RM | DC PRE LUB CONTROLLER FORL.O PRIMING P/P FOR NO.1 G/E | TW99S | 4 |  |  | 17.9
POWER | 16 | P-DG1-13 | SY70 | GEN. RM | BATTERY FOR NO.1 G/E | TW99S | 4 | GEN. RM | L.O PRIMING P/P FOR NO.1 G/E | TW99S | 4 |  |  | 17.9
LTG | 18 | LD12-10B | MY4 | TOP DK.(S) | 3WAY ROTARY SW.-W.T | TO157 | 10 | TOP DK(S) | 3WAY ROTARY SW.-W.T | TO151 | 10 |  |  | 13.2
LTG | 23 | ELD-58-SPT | DY1 | AFT P/P RM(P) | SPT J/B | TW018 | 6 | AFT P/P RM(P) | SOUNT POWER TELEPHONE RELAY BOX | PR173 | 2 |  |  | 13.7
LTG | 24 | ELD-14B | MY4 | TOP DK.(S) | 3WAY ROTARY SW-W.T | BC099 | 10 | TOP DK(S) | 3WAY ROTARY SW-W.T | BC099 | 21 |  |  | 13.2
CONT | 26 | A-3VR-03A | MY4 | AFT PIPE TRUNK(C) | NO.2 BCS I/O CABINET | PR130 | 4 | AFT P/P RM(S) | MOTOR DRIVEN TYPE V/V, BA76V NO.6 WING TK (S) | PR110 | 8 |  |  | 13.2
CONT | 26 | A-3VR-03 | MYS4 | AFT PIPE TRUNK(C) | NO.2 BCS I/O CABINET | PR130 | 4 | AFT P/P RM(S) | MOTOR DRIVEN TYPE V/V, BA76V NO.6 WING TK (S) | PR110 | 8 |  |  | 13.4
CONT | 26 | A-3VR-01A | MY4 | AFT PIPE TRUNK(C) | NO.2 BCS I/O CABINET | PR130 | 4 | AFT P/P RM(S) | MOTOR DRIVEN TYPE V/V, BA77VNO.5 WING TK (S) | PR110 | 8 |  |  | 13.2
CONT | 26 | A-3VR-01 | MYS4 | AFT PIPE TRUNK(C) | NO.2 BCS I/O CABINET | PR130 | 4 | AFT P/P RM(S) | MOTOR DRIVEN TYPE V/V, BA77VNO.5 WING TK (S) | PR110 | 8 |  |  | 13.4
CONT | 20 | A-1VR-03A | MY4 | FWD PIPE DUCT( C) | NO.1 BCS I/O CABINET | PR030 | 4 | FWD P/P RM(S) | MOTOR DRIVEN TYPE V/V, BA19V NO.2 WING TK (S) | PR010 | 8 |  |  | 13.2
CONT | 20 | A-1VR-03 | MYS4 | FWD PIPE DUCT( C) | NO.1 BCS I/O CABINET | PR030 | 4 | FWD P/P RM(S) | MOTOR DRIVEN TYPE V/V, BA19V NO.2 WING TK (S) | PR010 | 8 |  |  | 13.4
CONT | 20 | A-1VR-01A | MY4 | FWD PIPE DUCT( C) | NO.1 BCS I/O CABINET | PR030 | 4 | FWD P/P RM(S) | MOTOR DRIVEN TYPE V/V, BA20VNO.1 WING TK (S) | PR010 | 8 |  |  | 13.2
CONT | 20 | A-1VR-01 | MYS4 | FWD PIPE DUCT( C) | NO.1 BCS I/O CABINET | PR030 | 4 | FWD P/P RM(S) | MOTOR DRIVEN TYPE V/V, BA20VNO.1 WING TK (S) | PR010 | 8 |  |  | 13.4
CONT | 42 | A-4PT-02 | TTYS1 | AFT PIPE TRUNK(C) | NO.2 BCS I/O CABINET | PR130 | 4 | AFT P/P RM(P) | PT FOR NO.7 BALLAST P/P DISCH. PRESS. | PR155E | 5 |  |  | 11
CONT | 42 | A-4PT-01 | TTYS1 | AFT PIPE TRUNK(C) | NO.2 BCS I/O CABINET | PR130 | 4 | AFT P/P RM(P) | PT FOR NO.7 BALLAST P/P SUC. PRESS. | PR155E | 5 |  |  | 11
CONT | 40 | A-2PT-02 | TTYS1 | FWD PIPE DUCT( C) | NO.1 BCS I/O CABINET | PR030 | 4 | FWD P/P RM(P) | PT FOR NO.3 BALLAST P/P DISCH. PRESS. | PR055E | 5 |  |  | 11
CONT | 40 | A-2PT-01 | TTYS1 | FWD PIPE DUCT( C) | NO.1 BCS I/O CABINET | PR030 | 4 | FWD P/P RM(P) | PT FOR NO.3 BALLAST P/P SUC. PRESS. | PR055E | 5 |  |  | 11
POWER | 50 | P-2L-02 | TY4 | LV SWBD RM(P) | LV SWBD (P) / AC220V FEEDER PANEL | TWMPE | 4 | LV SWBD RM(P) | LD-22 PANEL | TW086D | 2 |  |  | 16.9
POWER | 76 | P-1PB-06 | DY4 | LV SWBD RM(S) | NO.1 DC24V BCDC | TW186A | 3 | LV SWBD RM(S) | LV SWBD (S) SYNCHRO PANEL | TWMSE | 4 |  |  | 15.9
POWER | 60 | P-2GS-08D | MY7 | AFT P/P RM(P) | M-JB-A02 | PA156 | 3 | AFT P/P RM(P) | R.P.B | PR179 | 4 |  |  | 15.2
POWER | 59 | P-2GS-07D | MY7 | FWD P/P RM(P) | M-JB-A01 | PA056 | 3 | FWD P/P RM(P) | R.P.B | PR079 | 4 |  |  | 15.2
POWER | 37 | P-1GS-06D | MY7 | AFT P/P RM(S) | M-JB-A04 | PA105 | 3 | AFT_P/P RM (S) | R.P.B | PR118 | 3 |  |  | 15.2
POWER | 37 | P-1GS-05D | MY7 | FWD P/P RM(S) | M-JB-A03 | PA005 | 3 | FWD P/P RM(S) | R.P.B | PR018 | 3 |  |  | 15.2
POWER | 35 | P-1GS-03S | MY7 | AFT P/P RM(S) | M-JB-A04 | PA105 | 3 | AFT_P/P RM (S) | NO.5 BALLAST P/P J/B | PR134 | 3 |  |  | 15.2
POWER | 33 | P-1GS-01S | MY7 | FWD P/P RM(S) | M-JB-A03 | PA005 | 3 | FWD P/P RM(S) | NO.1 BALLAST P/P J/B | PR034 | 3 |  |  | 15.2
FIRE | 20 | PAC-04 | FMY12 | BCR | PUBLIC ADRRES MAIN UNIT | BC099 | 5 | CONT. HOUSE | GENERAL ALARM PUSH BUTTON | BC099 | 5 |  |  | 20.7
FIRE | 20 | PAC-01 | FMY12 | BCR | NO.1 FIRE DETECTION RELAY UNIT | TOS39A | 3 | BCR | PUBLIC ADDRESS UNIT | TOSADR | 3 |  |  | 20.7
FIRE | 9 | FL-52 | FMY2 | FWD P/P RM STAIRWAY(S) | FLASH LIGHT FOR FWD P/R STAIR WAY (AFT) | SF162 | 5 | GALLEY(S) | FLASH LIGHT FOR GALLEY (FWD) | SF169 | 7 |  |  | 12.6
FIRE | 9 | FL-51 | FMY2 | FWD PASSAGE FR.52(S) | FLASH LIGHT FOR PASSAGE (FWD) | SF153 | 3 | FWD P/P RM STAIRWAY(S) | FLASH LIGHT FOR FWD P/R STAIR WAY (AFT) | SF161 | 5 |  |  | 12.6
FIRE | 10 | FA-42 | FMY2 | ELEC W/S(P) | MANUAL CALL POINT(W.T) | TWS59A | 5 | FWD P/P RM(S) | MANUAL CALL POINT(W.T) | PR023 | 2 |  |  | 12.6
LTG | 26 | P-DC-51E | DY2 | SAFETY DK.(P) | P-DC-51JB | SF015 | 5 | SF DK(P) | EMCY LTG 24V DC POWER | SF011 | 8 |  |  | 14.8
LTG | 21 | LD13-50E | DY2 | TW DK(S) | RP(DOUBBLE-N.W.T) | TW157 | 8 | TW DK(S) | RP(DOUBBLE-N.W.T) | TW158A | 10 |  |  | 14.8
LTG | 21 | LD13-50D | DY2 | TW DK(S) | RP(DOUBBLE-N.W.T) | TW155 | 10 | TW DK(S) | RP(DOUBBLE-N.W.T) | TW157 | 8 |  |  | 14.8
LTG | 19 | LD12-50G | DY2 | SAFETY DK.(S) | RP(DOUBBLE-W.T) | SF168 | 15 | SF DK(S) | RP(DOUBBLE-W.T) | SF169 | 7 |  |  | 14.8
LTG | 19 | LD12-50C | DY2 | SAFETY DK.(S) | RP(DOUBBLE-N.W.T) | SF152 | 15 | SF DK(S) | RP(DOUBBLE-N.W.T) | SF153 | 7 |  |  | 14.8
LTG | 22 | ELD-53D | DY2 | TW DK(P) | LED LTG(E)_25WX2(SURFACE) | TW069 | 5 | TW DK(P) | LED LTG(E)_25WX2(SURFACE) | TW076 | 5 |  |  | 14.8
LTG | 22 | ELD-51I | DY2 | SAFETY DK.(P) | 3WAY ROTARY SW-W.T | SF041 | 7 | SF DK(P) | LED LTG(E)_25WX2(SURFACE) | SF037 | 5 |  |  | 14.8
LTG | 24 | ELD-15K | DY2 | TW DK(S) | 3WAY FLUSH SW-N.W.T | TW160 | 5 | TW DK(S) | LED LTG(E)_25WX2(FLUSH) | TW155 | 6 |  |  | 14.8
COMM | 12 | N-CCTV-08A | CAT6 | BCR | CCTV RACK | TOSCTR | 3 | LV SWBD RM(S) | NO.8 CCTV CAMERA | TW196 | 5 |  |  | 14 | SF142A
LTG | 25 | ELD-18-SPT | DY1 | FWD P/P RM(S) | SPT J/B | TW171 | 6 | FWD P/P RM(S) | SOUNT POWER TELEPHONE RELAY BOX | PR023 | 2 |  |  | 13.7
CONT | 29 | A-4VR-07A | MY4 | AFT PIPE TRUNK(C) | NO.2 BCS I/O CABINET | PR130 | 4 | AFT P/P RM(P) | MOTOR DRIVEN TYPE V/V, BA109V NO.8 WING TK (P) | PR160 | 7 |  |  | 13.2
CONT | 29 | A-4VR-07 | MYS4 | AFT PIPE TRUNK(C) | NO.2 BCS I/O CABINET | PR130 | 4 | AFT P/P RM(P) | MOTOR DRIVEN TYPE V/V, BA109V NO.8 WING TK (P) | PR160 | 7 |  |  | 13.4
CONT | 29 | A-4VR-05A | MY4 | AFT PIPE TRUNK(C) | NO.2 BCS I/O CABINET | PR130 | 4 | AFT P/P RM(P) | MOTOR DRIVEN TYPE V/V, BA108VNO.7 WING TK (P) | PR160 | 7 |  |  | 13.2
CONT | 29 | A-4VR-05 | MYS4 | AFT PIPE TRUNK(C) | NO.2 BCS I/O CABINET | PR130 | 4 | AFT P/P RM(P) | MOTOR DRIVEN TYPE V/V, BA108VNO.7 WING TK (P) | PR160 | 7 |  |  | 13.4
CONT | 23 | A-2VR-07A | MY4 | FWD PIPE DUCT( C) | NO.1 BCS I/O CABINET | PR030 | 4 | FWD P/P RM(P) | MOTOR DRIVEN TYPE V/V, BA52VNO.4 WING TK (P) | PR060 | 7 |  |  | 13.2
CONT | 23 | A-2VR-07 | MYS4 | FWD PIPE DUCT( C) | NO.1 BCS I/O CABINET | PR030 | 4 | FWD P/P RM(P) | MOTOR DRIVEN TYPE V/V, BA52VNO.4 WING TK (P) | PR060 | 7 |  |  | 13.4
CONT | 23 | A-2VR-05A | MY4 | FWD PIPE DUCT( C) | NO.1 BCS I/O CABINET | PR030 | 4 | FWD P/P RM(P) | MOTOR DRIVEN TYPE V/V, BA51V NO.3 WING TK (P) | PR060 | 7 |  |  | 13.2
CONT | 23 | A-2VR-05 | MYS4 | FWD PIPE DUCT( C) | NO.1 BCS I/O CABINET | PR030 | 4 | FWD P/P RM(P) | MOTOR DRIVEN TYPE V/V, BA51V NO.3 WING TK (P) | PR060 | 7 |  |  | 13.4
POWER | 98 | P-2MG-06 | MY2 | AFT P/P RM(P) | AFT ICAF CONTROL PANEL | PR178 | 3 | AFT PIPE TRUNK(C) | NO.2 BCS I/O CABINET | PR130 | 4 |  |  | 12
POWER | 97 | P-1MG-06 | MY2 | FWD P/P RM(P) | FWD ICAF CONTROL PANEL | PR078 | 3 | FWD PIPE DUCT( C) | NO.1 BCS I/O CABINET | PR030 | 4 |  |  | 12
CONT | 43 | A-5LS-04 | MY2 | LV SWBD RM(S) | NO.3 MAMS I/O CABINET | TW185C | 3 | GEN. RM | D.O FLOAT TK L/LEVEL ALARM FOR GENERATOR | TW121 | 13 |  |  | 12
CONT | 43 | A-5LS-03 | MY2 | LV SWBD RM(S) | NO.3 MAMS I/O CABINET | TW185C | 3 | GEN. RM | D.O FLOAT TK H/LEVEL ALARM FOR GENERATOR | TW121 | 13 |  |  | 12
FIRE | 15 | FL-103 | FMY2 | AFT P/P RM STAIRWAY(P) | FLASH LIGHT FOR AFT P/P RM STAIR WAY(AFT) | SF014 | 5 | AFT PASSAGE FR.21(P) | FLASH LIGHT FOR PASSGE(AFT) | SF020B | 5 |  |  | 12.6
FIRE | 9 | FL-03 | FMY2 | AFT PASSAGE FR.12(S) | FLASH LIGHT FOR PASSGE(AFT) | SF106 | 5 | AFT P/P RM STAIRWAY(S) | FLASH LIGHT FOR AFT P/R STAIR WAY (AFT) | SF112 | 5 |  |  | 12.6
POWER | 50 | P-2L-03 | TY4 | LV SWBD RM(P) | LV SWBD (P) / AC220V FEEDER PANEL | TWMPE | 4 | LV SWBD RM(P) | LD-23 PANEL | TW086E | 2 |  |  | 16.9
CONT | 36 | A-DRF-04 | MYS2 | FWD PIPE DUCT( C) | NO.1 BCS I/O CABINET | PR030 | 4 | FWD P/P RM(S) | AMP FOR L.T (FWD P/P RM (S)/DEFLECTION & SAGGING) | PR002 | 6 |  |  | 12
POWER | 36 | P-1GS-04J | MY2 | LV SWBD RM(S) | LV SWBD GROUP STARTER PANEL | TWMSB5 | 4 | BCR | EM'CY STOP P.B(B.C.C) | TOSBCC2 | 4 |  |  | 12 | SF142A,SFS38A
POWER | 35 | P-1GS-03J | MY2 | LV SWBD RM(S) | LV SWBD GROUP STARTER PANEL | TWMSB6 | 4 | BCR | EM'CY STOP P.B(B.C.C) | TOSBCC2 | 4 |  |  | 12 | SF142A,SFS38A
FIRE | 8 | FC-55 | MY2 | BCR | NO.1 FIRE DETECTION RELAY UNIT | TOS39A | 3 | LV SWBD RM(S) | L.V SWBD INCOM. PANEL | TWMSG | 4 |  |  | 12
CONT | 43 | A-5LS-02 | MY2 | LV SWBD RM(S) | NO.3 MAMS I/O CABINET | TW185C | 3 | SAFETY DK(S) | NO.1 D.O TK L/LEVEL ALARM FOR GENERATOR | TW118 | 3 |  |  | 12
POWER | 40 | P-1GS-14A | MY4 | LV SWBD RM(S) | LV SWBD GROUP STARTER PANEL | TWMSB12 | 4 | LV SWBD RM(S) | NO.1 DC24V BCDC | TW186A | 3 |  |  | 13.2
CONT | 29 | A-4VR-03A | MY4 | AFT PIPE TRUNK( C) | NO.2 BCS I/O CABINET | PR130 | 4 | AFT P/P RM(P) | MOTOR DRIVEN TYPE V/V, BA104VNO.6 WING TK (P) | PR160 | 8 |  |  | 13.2
CONT | 29 | A-4VR-03 | MYS4 | AFT PIPE TRUNK(C) | NO.2 BCS I/O CABINET | PR130 | 4 | AFT P/P RM(P) | MOTOR DRIVEN TYPE V/V, BA104VNO.6 WING TK (P) | PR160 | 8 |  |  | 13.4
CONT | 29 | A-4VR-01A | MY4 | AFT PIPE TRUNK(C) | NO.2 BCS I/O CABINET | PR130 | 4 | AFT P/P RM(P) | MOTOR DRIVEN TYPE V/V, BA105V NO.5 WING TK (P) | PR160 | 8 |  |  | 13.2
CONT | 29 | A-4VR-01 | MYS4 | AFT PIPE TRUNK(C) | NO.2 BCS I/O CABINET | PR130 | 4 | AFT P/P RM(P) | MOTOR DRIVEN TYPE V/V, BA105V NO.5 WING TK (P) | PR160 | 8 |  |  | 13.4
CONT | 23 | A-2VR-03A | MY4 | FWD PIPE DUCT( C) | NO.1 BCS I/O CABINET | PR030 | 4 | FWD P/P RM(P) | MOTOR DRIVEN TYPE V/V, BA47V NO.2 WING TK (P) | PR060 | 8 |  |  | 13.2
CONT | 23 | A-2VR-03 | MYS4 | FWD PIPE DUCT( C) | NO.1 BCS I/O CABINET | PR030 | 4 | FWD P/P RM(P) | MOTOR DRIVEN TYPE V/V, BA47V NO.2 WING TK (P) | PR060 | 8 |  |  | 13.4
CONT | 23 | A-2VR-01A | MY4 | FWD PIPE DUCT( C) | NO.1 BCS I/O CABINET | PR030 | 4 | FWD P/P RM(P) | MOTOR DRIVEN TYPE V/V, BA48V NO.1 WING TK (P) | PR060 | 8 |  |  | 13.2
CONT | 23 | A-2VR-01 | MYS4 | FWD PIPE DUCT( C) | NO.1 BCS I/O CABINET | PR030 | 4 | FWD P/P RM(P) | MOTOR DRIVEN TYPE V/V, BA48V NO.1 WING TK (P) | PR060 | 8 |  |  | 13.4
POWER | 43 | P-2F-10B | DY2 | LV SWBD RM(P) | LV SWBD (P) / AC380V FEEDER PANEL | TWMPC3 | 4 | TR RM(P) | NO.4 L.V TRANSFORMER | TW4LTR1 | 5 |  |  | 14.8
LTG | 21 | LD13-51E | DY2 | TW DK(S) | RP(W.T) | TW121A | 7 | TW DK(S) | RP(W.T) | TW118 | 7 |  |  | 14.8
LTG | 21 | LD13-51C2 | DY2 | LV SWBD RM(S) | RP(N.W.T) | TW127 | 10 | LV SWBD RM(S) | RP(N.W.T) | TW130 | 10 |  |  | 14.8
LTG | 19 | LD12-51H | DY2 | SAFETY DK.(S) | RP(DOUBBLE-N.W.T) | SF106 | 10 | SF DK(S) | RP(W.T) | SF103B | 5 |  |  | 14.8
LTG | 19 | LD12-50J | DY2 | SAFETY DK.(S) | RP(DOUBBLE-W.T) | SF170 | 15 | SF DK(S) | RP(DOUBBLE-N.W.T) | SF171 | 7 |  |  | 14.8
LTG | 18 | LD12-10C | DY2 | TOP DK.(S) | 3WAY ROTARY SW.-W.T | TO152 | 10 | TOP DK(S) | LED LTG_25WX2(SURFACE) | TO157 | 10 |  |  | 14.8
LTG | 22 | ELD-54K | DY2 | TW DK(P) | LTG J/B | TW012 | 6 | TW DK(P) | ROTARY SW-W.T | TW007 | 6 |  |  | 14.8
LTG | 22 | ELD-54E | DY2 | TW DK(P) | LED LTG(E)_25WX2(FLUSH) | TW024B | 7 | TW DK(P) | LED LTG(E)_25WX2(FLUSH) | TW020 | 5 |  |  | 14.8
LTG | 22 | ELD-53R | DY2 | TW DK(P) | LED LTG(E)_25WX2(SURFACE) | TW079K | 10 | TW DK(P) | LED LTG(E)_25WX2(SURFACE) | TW042 | 7 |  |  | 14.8
POWER | 22 | P-1F-34 | TY2 | LV SWBD RM(S) | LV SWBD AC380V FEEDER PANEL | TWMSC4 | 4 | SAFETY DK(S) | STARTER FOR CABLE REEL | TW194 | 10 |  |  | 15.5
FIRE | 15 | FL-160 | FMY2 | NO.2 VOID(P) | FLASH LIGHT FOR NO.2 VOID(P) | TW056 | 5 | NO.3 VOID(P) | FLASH LIGHT FOR NO.3 VOID(P) | TW050A | 6 |  |  | 12.6
FIRE | 15 | FL-151 | FMY2 | DK STORE FWD(P) | FLASH LIGHT FOR DK STORE(P) | SF067E | 5 | FWD PASSAGE FR.63(P) | FLASH LIGHT FOR PASSAGE(P) | SF063 | 5 |  |  | 12.6
FIRE | 15 | FL-109 | FMY2 | AFT P/P RM(P) | FLASH LIGHT FOR AFT P/P RM (P) | PR177 | 2 | AFT P/P RM PIPE DUCT(P) | FLASH LIGHT FOR AFT P/P RM PIPE DUCT (P) | PR114 | 3 |  |  | 12.6
POWER | 17 | P-1GS-19 | MY2 | LV SWBD RM(S) | LV SWBD GROUP STARTER PANEL | TWMSG | 5 | BCR | B.C.C(EM''CY STOP P.B FOR VENT FANS) | TOSBCC2 | 7 |  |  | 12
POWER | 34 | P-1GS-02J | MY2 | LV SWBD RM(S) | LV SWBD GROUP STARTER PANEL | TWMSB7 | 4 | BCR | EM'CY STOP P.B(B.C.C) | TOSBCC2 | 4 |  |  | 12 | SF142A,SFS38A
POWER | 33 | P-1GS-01J | MY2 | LV SWBD RM(S) | LV SWBD GROUP STARTER PANEL | TWMSB8 | 4 | BCR | EM'CY STOP P.B(B.C.C) | TOSBCC2 | 4 |  |  | 12 | SF142A,SFS38A
CONT | 43 | A-5LS-02A | MY2 | LV SWBD RM(S) | NO.3 MAMS I/O CABINET | TW185C | 3 | SAFETY DK(S) | NO.2 D.O TK L/LEVEL ALARM FOR GENERATOR | TW118 | 4 |  |  | 12
POWER | 60 | P-2GS-08N | MY7 | AFT P/P RM(P) | M-JB-A02 | PA156 | 3 | AFT P/P RM(P) | NO2 STRIPPING P/P J/B | PR176 | 11 |  |  | 15.2
POWER | 59 | P-2GS-07N | MY7 | FWD P/P RM(P) | M-JB-A01 | PA056 | 3 | FWD P/P RM(P) | J/B (PRIMING WATER) | PR076 | 11 |  |  | 15.2
LTG | 13 | LD22-02J | MY4 | SAFETY DK.(P) | 3WAY ROTARY SW.-W.T | SF034 | 5 | SF DK(P) | 3WAY ROTARY SW.-W.T | SF041 | 5 |  |  | 13.2
LTG | 16 | LD23-50D2 | DY2 | TR RM(P) | RP(W.T) | TW040 | 5 | TR RM(P) | RP(W.T) | TW034 | 7 |  |  | 14.8
LTG | 21 | LD13-50A3 | DY2 | TR RM(S) | RP(W.T) | TW147 | 10 | TR RM(S) | RP(W.T) | TW150 | 10 |  |  | 14.8
LTG | 19 | LD12-50N | DY2 | SAFETY DK.(S) | RP(DOUBBLE-N.W.T) | SF173 | 15 | SF DK(S) | RP(W.T) | SF175D | 1 |  |  | 14.8
LTG | 18 | LD12-09B--09C | DY2 | SAFETY DK.(S) | LED LTG_25WX2(FLUSH) | SF99S | 20 | SF DK(S) | LED BED LIGHT | SF99S | 10 |  |  | 14.8
LTG | 17 | LD12-06J--06L | DY2 | SAFETY DK.(S) | LED LTG_25WX2(FLUSH) | SF99S | 20 | SF DK(S) | MIRROR LIGHT | SF99S | 10 |  |  | 14.8
LTG | 22 | ELD-53K | DY2 | TW DK(P) | LED LTG(E)_25WX2(SURFACE) | TW054 | 5 | TW DK(P) | LED LTG(E)_25WX2(SURFACE) | TW058 | 5 |  |  | 14.8
LTG | 24 | ELD-13B--13D | DY2 | SAFETY DK.(S) | LED LTG(E)_25WX2(SURFACE) | SF99S | 20 | SF DK(S) | LED LTG(E)_25WX2(SURFACE) | SF99S | 10 |  |  | 14.8
FIRE | 21 | PA-19 | FTY2 | SAFETY DK.(S) | SPEAKER (2W-N.W.T) | SF107 | 7 | SF DK(S) | SPEAKER (2W-N.W.T) | SF107 | 7 |  |  | 17
CONT | 36 | A-DRF-06 | MYS2 | FWD PIPE DUCT( C) | NO.1 BCS I/O CABINET | PR030 | 4 | FWD P/P RM(P) | AMP FOR L.T (FWD P/P RM (P)/DEFLECTION & SAGGING) | PR052 | 6 |  |  | 12
POWER | 15 | P-DG1-25 | MY2 | LV SWBD RM(S) | LV SWBD NO.1 D/G PANEL | TWMSF | 4 | TW DK(S) | CONTROL PANEL FOR JALOUSE DAMPER | TW121 | 5 |  |  | 12 | TW185
CONT | 44 | A-6LS-01 | MY2 | AFT P/P RM(P) | M-JB-A02 | PA156 | 3 | AFT PIPE DUCT( C) | AFT PIPE DUCT (C) BILGE LEVEL HIGH | PR130 | 7 |  |  | 12
CONT | 44 | A-5LS-01B | MY2 | FWD P/P RM(P) | M-JB-A01 | PA056 | 3 | FWD PIPE DUCT(P) | FWD PIPE DUTE (C) BILGE LEVEL HIGH | PR030 | 7 |  |  | 12
FIRE | 15 | FL-153 | FMY2 | FWD P/P RM STAIRWAY(P) | FLASH LIGHT FOR FWD P/R STAIR WAY (P) | SF055 | 5 | FWD PASSAGE FR.51(P) | FLASH LIGHT FOR PASSAGE(P) | SF048 | 5 |  |  | 12.6
POWER | 78 | P-2PB-02 | DY6 | LV SWBD RM(P) | NO.2 DC24V BCDC | TW008A | 3 | LV SWBD RM(P) | L.V SWBD (P) | TWMPA | 4 |  |  | 17.4
LTG | 12 | LD11-MC | MY19 | BCR | LD-11 PANEL | TOSBCC2 | 5 | BCR | TIMMER SWITCH UNIT | TO153 | 5 |  |  | 22
LTG | 24 | ELD-13-SPT | DY1 | SAFETY DK.(S) | SPT J/B | TWS29A | 6 | SF DK(S) | SOUNT POWER TELEPHONE RELAY BOX | SF199 | 4 |  |  | 13.7 | TW128B
POWER | 46 | P-2F-34A | MY7 | ELEVATOR MACH. RM4 | NO.4 ELEVATOR CONTROL PANEL | PR172 | 15 | AFT P/P RM(P) | M-JB-A02 | PA156 | 3 |  |  | 15.2
LTG | 28 | P-DC-01 | DY2 | SAFETY DK.(S) | P-DC-01JB | SF167 | 10 | SF DK(S) | EMCY LTG 24V DC POWER | SF169 | 10 |  |  | 14.8
POWER | 19 | P-1F-10B | DY2 | LV SWBD RM(S) | LV SWBD AC380V FEEDER PANEL | TWMSC5 | 4 | TR RM(S) | NO.2 LV TR(AC380/220 150KVA) | TW2LVTR1 | 5 |  |  | 14.8
LTG | 19 | LD12-51F | DY2 | SAFETY DK.(S) | RP(DOUBBLE-N.W.T) | SF107 | 10 | SF DK(S) | RP(DOUBBLE-N.W.T) | SF107 | 15 |  |  | 14.8
LTG | 18 | LD12-10R--10S | DY2 | CONT. HOUSE | LED LTG_25WX2(FLUSH) | BC099 | 20 | CONT. HOUSE | BED LIGHT & DESK LIGHT) | BC099 | 10 |  |  | 14.8
LTG | 18 | LD12-10L | DY2 | CONT. HOUSE | LED LTG_25WX2(FLUSH) | BC099 | 20 | CONT. HOUSE | LED LTG_25WX2(FLUSH) | BC099 | 10 |  |  | 14.8
LTG | 24 | ELD-11H | DY2 | SF DK(S) | LTG J/B | SF164 | 5 | SF DK(S) | LED LTG(E)_25WX2(FLUSH) | SF170 | 8 |  |  | 14.8
POWER | 80 | P-DC-56JB | DY4 | LV SWBD RM(P) | NO.2 DC24V BCDC | TW088A | 3 | AFT P/P RM STAIRWAY(P) | JUNCTION BOX | TW017 | 5 |  |  | 15.9
LTG | 11 | LD21-03 | DY4 | COMPRESSOR RM(P) | LD-21 PANEL | SF012 | 3 | SF DK(P) | FLOOD LIGHT 400W FOR INSIDE | SF036 | 10 |  |  | 15.9
LTG | 11 | LD21-01 | DY4 | COMPRESSOR RM(P) | LD-21 PANEL | SF012 | 3 | SF DK(P) | FLOOD LIGHT 250W FOR PASSAGE | SF036 | 10 |  |  | 15.9
FIRE | 10 | FA-36 | FMY2 | FWD_PASSAGE FR.59(S) | MANUAL CALL POINT(W.T) | SFS59B | 5 | FWD_PASSAGE FR.68(S) | MANUAL CALL POINT(W.T) | SF174 | 5 |  |  | 12.6
FIRE | 10 | FA-23 | FMY2 | DK STORE(S) | SMOKE DETECTOR(W.T) | SF103B | 5 | AFT_PASSAGE FR.16(S) | MANUAL CALL POINT(W.T) | SF110 | 5 |  |  | 12.6
CONT | 37 | A-DRF-10 | MYS2 | AFT PIPE TRUNK(C) | NO.2 BCS I/O CABINET | PR130 | 4 | FWD P/P RM(S) | AMP FOR L.T (AFT P/P RM (S)/DEFLECTION & SAGGING) | PR115 | 8 |  |  | 12
POWER | 26 | P-1F-91 | MYS4 | LV SWBD RM(S) | LV SWBD AC380V FEEDER PANEL | TWMSC5 | 4 | BCR | BALLAST CONTROL CONSOLE | TOSBCC2 | 5 |  |  | 13.4
POWER | 102 | P-1F-43E | MY4 | LV SWBD RM(S) | AIR COND CONTROL PANEL(PID-08) | TW130 | 10 | LV SWBD RM(S) | NO.3 MAMS I/O CABINET | TW185C | 4 |  |  | 13.2
LTG | 22 | ELD-51H | MY4 | SAFETY DK.(P) | 3WAY ROTARY SW-W.T | SF034 | 5 | SF DK(P) | 3WAY ROTARY SW-W.T | SF041 | 7 |  |  | 13.2
CONT | 59 | A-CO-08 | MY4 | CO2 RM(S) | CO2 ALARM RELAY BOX | TW122 | 7 | EMCY GEN. RM(S) | EM'CY GEN PANEL (EM'CY GENERATOR RM VENT FAN STOP) | TW189 | 4 |  |  | 13.2
CONT | 27 | A-3VR-15A | MY4 | AFT PIPE TRUNK(C) | NO.2 BCS I/O CABINET | PR130 | 4 | AFT P/P RM(S) | MOTOR DRIVEN TYPE V/V, BA74V NO.3 EM'CY BILGE SUCTION | PR109 | 10 |  |  | 13.2
CONT | 27 | A-3VR-15 | MYS4 | AFT PIPE TRUNK(C) | NO.2 BCS I/O CABINET | PR130 | 4 | AFT P/P RM(S) | MOTOR DRIVEN TYPE V/V, BA74V NO.3 EM'CY BILGE SUCTION | PR109 | 10 |  |  | 13.4
CONT | 21 | A-1VR-15A | MY4 | FWD PIPE DUCT( C) | NO.1 BCS I/O CABINET | PR030 | 4 | FWD P/P RM(S) | MOTOR DRIVEN TYPE V/V, BA17VNO.1 EM'CY BILGE SUCTION | PR009 | 10 |  |  | 13.2
CONT | 21 | A-1VR-15 | MYS4 | FWD PIPE DUCT( C) | NO.1 BCS I/O CABINET | PR030 | 4 | FWD P/P RM(S) | MOTOR DRIVEN TYPE V/V, BA17VNO.1 EM'CY BILGE SUCTION | PR009 | 10 |  |  | 13.4
FIRE | 22 | PA-33 | FTY2 | BCR | PUBLIC ADRRES MAIN UNIT | BC099 | 10 | CONT. HOUSE | SPEAKER (5W-N.W.T) | BC099 | 10 |  |  | 17
FIRE | 21 | PA-16 | FTY2 | ELEC. PANEL RM(S) | SPEAKER (5W-W.T) | SF142A | 7 | SF DK(S) | SPEAKER (5W-W.T) | SF139A | 5 |  |  | 17
FIRE | 21 | PA-02 | FTY2 | DK OFFICE(S) | SPEAKER (5W-N.W.T) | BC099 | 10 | DUTY CABIN | SPEAKER (2W-N.W.T) | BC099 | 10 |  |  | 17
FIRE | 21 | PA-01 | FTY2 | BCR | PUBLIC ADRRES MAIN UNIT | BC099 | 10 | DK OFFICE(S) | SPEAKER (5W-N.W.T) | BC099 | 10 |  |  | 17
POWER | 43 | P-2F-08B | DY2 | LV SWBD RM(P) | LV SWBD (P) / AC380V FEEDER PANEL | TWMPC3 | 4 | TR RM(P) | NO.3 L.V TRANSFORMER | TW3LTR1 | 5 |  |  | 14.8
LTG | 20 | LD13-05 | DY2 | LV SWBD RM(S) | LD-13 PANEL | TW188C | 3 | TW DK(S) | LED LTG_25WX2(SURFACE) | TW194A | 7 |  |  | 14.8
POWER | 59 | P-2GS-18B | MY7 | AFT P/P RM(P) | M-JB-A02 | PA156 | 3 | AFT P/P RM(P) | R.P.B | PR153 | 20 |  |  | 15.2
POWER | 59 | P-2GS-17B | MY7 | FWD P/P RM(P) | M-JB-A01 | PA056 | 3 | FWD P/P RM(P) | R.P.B | PR053 | 20 |  |  | 15.2
POWER | 46 | P-2F-33A | MY7 | ELEVATOR MACH. RM2 | NO.2 ELEVATOR CONTROL PANEL | PR072 | 15 | FWD P/P RM(P) | M-JB-A01 | PA056 | 3 |  |  | 15.2
FIRE | 15 | FL-162 | FMY2 | FWD P/P RM(P) | FLASH LIGHT FOR FWD P/P RM (P) | PR077 | 5 | FWD P/P RM PIPE DUCT(P) | FLASH LIGHT FOR FWD P/P RM PIPE DUCT (P) | PR014 | 3 |  |  | 12.6
FIRE | 10 | FA-16 | FMY2 | TOILET(S) | SMOKE DETECTOR(W.T) | SF157 | 5 | PROV. STORE(S) | SMOKE DETECTOR(W.T) | SF168 | 5 |  |  | 12.6
FIRE | 10 | FA-11 | FMY2 | S_DK(S) CHANGING RM | SMOKE DETECTOR(N.W.T) | SF137 | 6 | S_DK(S) NO.2 OFFICE RM | SMOKE DETECTOR(N.W.T) | SF144 | 6 |  |  | 12.6
POWER | 106 | P-2F-40E | MY4 | LV SWBD RM(P) | AIR COND CONTROL PANEL(PID-02) | TW030 | 9 | LV SWBD RM(P) | NO.2 MAMS I/O CABINET | TW087A | 3 |  |  | 13.2
POWER | 16 | P-DG1-10A | SY120 | GEN. RM | BATTERY SW FOR NO.1 G/E | TW99S | 3 | GEN. RM | BATTERY BOX FOR NO.1 G/E | TW99S | 3 |  |  | 22.2
POWER | 16 | P-DG1-10 | SY120 | GEN. RM | BATTERY SW FOR NO.1 G/E | TW99S | 3 | GEN. RM | BATTERY BOX FOR NO.1 G/E | TW99S | 3 |  |  | 22.2
POWER | 96 | P-1F-44B | TY2 | SAFETY DK(S) | AIRCON CONTROL PANEL(PID-15) | TW207 | 7 | SAFETY DK(S) | CONDENSING UNIT J/B(POD-15) | TW202 | 5 |  |  | 15.5
POWER | 96 | P-1F-44A | TY2 | SAFETY DK(S) | AIRCON CONTROL PANEL(PID-15) | TW207 | 7 | SAFETY DK(S) | CONDENSING UNIT J/B(POD-15) | TW202 | 5 |  |  | 15.5
COMM | 12 | N-CCTV-09A | CAT6 | BCR | CCTV RACK | TOSCTR | 3 | TR RM(S) | NO.9 CCTV CAMERA | TW146 | 5 |  |  | 14 | SF142A
COMM | 12 | N-CCTV-06A | CAT6 | BCR | CCTV RACK | TOSCTR | 3 | GEN. RM | NO.6 CCTV CAMERA | TWS29A | 5 |  |  | 14 | TW128B
POWER | 89 | P-CW-02C | MY12 | FWD P/P RM STAIRWAY(P) | NO.2 CABLE COLL;G WINCH STARTER | SF059B | 3 | TOP DK(P) | RPB FOR CABLE WINCH | SF060 | 10 |  |  | 19
POWER | 107 | P-2F-41E | MY12 | TR RM(P) | AIR COND CONTROL PANEL(PID-03) | TWP29B | 10 | SAFETY DK(P) | CONDENSING UNIT J/B(POD-03) | TW079D | 5 |  |  | 19
CONT | 37 | A-DRF-12 | MYS2 | AFT PIPE TRUNK(C) | NO.2 BCS I/O CABINET | PR130 | 4 | FWD P/P RM(P) | AMP FOR L.T (AFT P/P RM (P)/DEFLECTION & SAGGING) | PR165 | 8 |  |  | 12
LTG | 29 | P-DC-10 | DY2 | SAFETY DK.(S) | P-DC-10JB | SF113 | 15 | SF DK(S) | EMCY LTG 24V DC POWER | SF113 | 15 |  |  | 14.8
POWER | 53 | P-2L-58 | DY2 | LV SWBD RM(P) | LV SWBD (P) / AC220V FEEDER PANEL | TWMPE | 4 | TW DK(P) | NO.1 MAMS I/O CABINET | TW008B | 3 |  |  | 14.8
POWER | 43 | P-2F-01M | DY2 | LV SWBD RM(P) | LV SWBD (P) / AC380V FEEDER PANEL FOR FREQ CONVERTER | TWMPC1 | 4 | TR RM(P) | NO.6 L.V T.R FOR FREQ. CON. | TW6LTR1 | 5 |  |  | 14.8
LTG | 21 | LD13-50H | DY2 | FWD P/P RM(S) | RP(W.T) | PR008 | 5 | TW DK(S) | RP(W.T) | TWS59A | 5 |  |  | 14.8
LTG | 20 | LD13-01Z | DY2 | TW DK(S) | LTG J/B | TW162 | 5 | TW DK(S) | LED LTG_25WX2(SURFACE) | TW174 | 5 |  |  | 14.8
LTG | 18 | LD12-09Q | DY2 | SAFETY DK.(S) | LED LTG_25WX2(FLUSH) | SF105 | 10 | SF DK(S) | LED LTG_25WX2(SURFACE) | SF103 | 10 |  |  | 14.8
LTG | 24 | ELD-16 | DY2 | LV SWBD RM(S) | ELD-11 PANEL | TW188B | 3 | TW DK(S) | 3WAY ROTARY SW-W.T | TW136 | 5 |  |  | 14.8
CONT | 59 | A-CO-05 | DY2 | CO2 RM(S) | CO2 ALARM RELAY BOX | TW121A | 17 | GEN. RM | ELEC. HORN W/LAMP FOR G/E ROOM | TW121A | 13 |  |  | 14.8
FIRE | 9 | FL-56 | FMY2 | TR RM(S) | FLASH LIGH | TW144 | 6 | HV SWBD RM(S) | FLASH LIGHT FOR HV SWBD RM (S) | TW156 | 6 |  |  | 12.6
FIRE | 15 | FL-154 | FMY2 | FWD PASSAGE FR.51(P) | FLASH LIGHT FOR PASSAGE(P) | SF047 | 6 | COMPRESSOR RM(P) | FLASH LIGHT FOR COMPRESSOR RM(P) | SF040 | 5 |  |  | 12.6
FIRE | 9 | FL-04 | FMY2 | AFT P/P RM STAIRWAY(S) | FLASH LIGHT FOR AFT P/R STAIR WAY (AFT) | SF113 | 5 | AFT PASSAGE FR.26(S) | FLASH LIGHT FOR PASSGE(AFT) | SF125 | 5 |  |  | 12.6
FIRE | 10 | FA-31 | FMY2 | S_DK(S) AHU RM | SMOKE DETECTOR(W.T) | SF142A | 5 | FWD_PASSAGE FR.47(S) | MANUAL CALL POINT(W.T) | SF148 | 5 |  |  | 12.6
POWER | 90 | P-CW-04D | MY4 | AFT P/P RM STAIRWAY(P) | NO.4 CABLE COLL;G WINCH STARTER | SF016 | 3 | LV SWBD RM(P) | NO.2 MAMS I/O CABINET | TW087A | 3 |  |  | 13.2
POWER | 102 | P-1F-42D | MY4 | LV SWBD RM(S) | AIR COND CONTROL PANEL(PID-07) | TW127 | 10 | SAFETY DK(S) | CONDENSING UNIT J/B(POD-07) | TW135A | 5 |  |  | 13.2
LTG | 24 | ELD-16B | MY4 | TW DK(S) | 3WAY FLUSH SW-N.W.T | TW137A | 5 | TW DK(S) | 3WAY FLUSH SW-N.W.T | TW126 | 5 |  |  | 13.2
CONT | 30 | A-4VR-15A | MY4 | AFT PIPE TRUNK(C) | NO.2 BCS I/O CABINET | PR130 | 4 | AFT P/P RM(P) | MOTOR DRIVEN TYPE V/V, BA102VNO.4 EM'CY BILGE SUCTION | PR159 | 10 |  |  | 13.2
CONT | 30 | A-4VR-15 | MYS4 | AFT PIPE TRUNK(C) | NO.2 BCS I/O CABINET | PR130 | 4 | AFT P/P RM(P) | MOTOR DRIVEN TYPE V/V, BA102VNO.4 EM'CY BILGE SUCTION | PR159 | 10 |  |  | 13.4
CONT | 24 | A-2VR-15A | MY4 | FWD PIPE DUCT( C) | NO.1 BCS I/O CABINET | PR030 | 4 | FWD P/P RM(P) | MOTOR DRIVEN TYPE V/V, BA45V NO.2 EM'CY BILGE SUCTION | PR059 | 10 |  |  | 13.2
CONT | 24 | A-2VR-15 | MYS4 | FWD PIPE DUCT( C) | NO.1 BCS I/O CABINET | PR030 | 4 | FWD P/P RM(P) | MOTOR DRIVEN TYPE V/V, BA45V NO.2 EM'CY BILGE SUCTION | PR059 | 10 |  |  | 13.4
POWER | 43 | P-2F-10C | MY7 | LV SWBD RM(P) | LV SWBD (P) / AC380V FEEDER PANEL | TWMPC3 | 4 | TR RM(P) | NO.4 L.V TRANSFORMER | TW4LTR1 | 5 |  |  | 15.2
POWER | 107 | P-2F-41B | TY6 | TR RM(P) | AIR COND CONTROL PANEL(PID-03) | TWP29B | 10 | SAFETY DK(P) | CONDENSING UNIT J/B(POD-03) | TW079D | 5 |  |  | 18.3
POWER | 107 | P-2F-41A | TY6 | TR RM(P) | AIR COND CONTROL PANEL(PID-03) | TWP29B | 10 | SAFETY DK(P) | CONDENSING UNIT J/B(POD-03) | TW079D | 5 |  |  | 18.3
CONT | 27 | A-3VR-17A | TY1 | AFT PIPE TRUNK(C) | NO.2 BCS I/O CABINET | PR130 | 4 | AFT P/P RM(S) | MOTOR DRIVEN TYPE V/V, BA61V NO.6 BALLASTING VALVE | PR109 | 7 |  |  | 14.5
CONT | 21 | A-1VR-17A | TY1 | FWD PIPE DUCT( C) | NO.1 BCS I/O CABINET | PR030 | 4 | FWD P/P RM(S) | MOTOR DRIVEN TYPE V/V, BA12V NO.2 BALLASTING VALVE | PR009 | 7 |  |  | 14.5
POWER | 78 | P-2PB-03 | DY6 | LV SWBD RM(P) | NO.2 DC24V BCDC | TW008A | 3 | LV SWBD RM(P) | L.V SWBD (P) | TWMPC1 | 4 |  |  | 17.4
POWER | 51 | P-2L-11 | DY6 | LV SWBD RM(P) | LV SWBD (P) / AC220V FEEDER PANEL | TWMPE | 4 | LV SWBD RM(P) | LV SWBD (P) / AC380V F/P FOR FREQ. CONVERTER | TWMPC1 | 4 |  |  | 17.4
POWER | 57 | P-2GS-04I | MY2 | LV SWBD RM(P) | LV SWBD GROUP STARTER PANEL | TWMPD4 | 4 | AFT P/P RM ENT(S) | EM'CY STOP P.B | SF013 | 5 |  |  | 12
POWER | 16 | P-DG1-13B | SY70 | GEN. RM | DC PRELUB CONTOROLLER | TW99S | 5 | GEN. RM | L.O PRIMING P/P FOR NO.1 G/E | TW99S | 5 |  |  | 17.9
FIRE | 16 | FA-149 | FMY2 | AFT_PASSAGE FR.27(P) | MANUAL CALL POINT(W.T) | SF024 | 5 | AFT_PASSAGE FR.18(P) | MANUAL CALL POINT(W.T) | SFP18A | 5 |  |  | 12.6
FIRE | 16 | FA-127 | FMY2 | NO.2 VOID(P) | MANUAL CALL POINT(W.T) | TWP57A | 5 | FWD P/P RM(P) | MANUAL CALL POINT(W.T) | PR073 | 2 |  |  | 12.6
FIRE | 16 | FA-106 | FMY2 | AFT P/P RM(P) | MANUAL CALL POINT(W.T) | PR173 | 2 | ELEC W/S(P) | MANUAL CALL POINT(W.T) | TWP16A | 5 |  |  | 12.6
LTG | 29 | P-DC-08 | DY2 | SAFETY DK.(S) | P-DC-08JB | SF162 | 15 | SF DK(S) | EMCY LTG 24V DC POWER | SF162 | 15 |  |  | 14.8
LTG | 13 | LD22-02K | DY2 | SAFETY DK.(P) | 3WAY ROTARY SW.-W.T | SF041 | 5 | SF DK(P) | LED LTG_25WX2(SURFACE) | SF035 | 7 |  |  | 14.8
LTG | 21 | LD13-51A | DY2 | TW DK(S) | RP(DOUBBLE-N.W.T) | TW196 | 6 | TW DK(S) | RP(DOUBBLE-N.W.T) | TW131 | 6 |  |  | 14.8
LTG | 21 | LD13-50F | DY2 | TW DK(S) | RP(DOUBBLE-N.W.T) | TW157 | 11 | TW DK(S) | RP(W.T) | TW163 | 7 |  |  | 14.8
LTG | 20 | LD13-06 | DY2 | LV SWBD RM(S) | LD-13 PANEL | TW188C | 3 | TW DK(S) | LTG J/B | TW123 | 5 |  |  | 14.8
LTG | 24 | ELD-14C | DY2 | TOP DK.(S) | 3WAY ROTARY SW-W.T | TO152 | 10 | TOP DK(S) | LED LTG(E)_25WX2(SURFACE) | TO157 | 15 |  |  | 14.8
POWER | 16 | P-DG1-12 | MY4 | GEN. RM | BATT CHARGER FOR NO.1 G/E | TW120A | 5 | GEN. RM | NO.3 MAMS I/O CABINET | TW185C | 3 |  |  | 13.2
POWER | 102 | P-1F-42E | MY4 | LV SWBD RM(S) | AIR COND CONTROL PANEL(PID-07) | TW127 | 10 | LV SWBD RM(S) | NO.3 MAMS I/O CABINET | TW185C | 4 |  |  | 13.2
POWER | 56 | P-2GS-03I | MY2 | LV SWBD RM(P) | LV SWBD GROUP STARTER PANEL | TWMPD3 | 4 | AFT P/P RM ENT(S) | EM'CY STOP P.B | SF013 | 5 |  |  | 12
POWER | 38 | P-1GS-25B | MY7 | AFT P/P RM(S) | M-JB-A04 | PA105 | 3 | AFT_P/P RM (S) | R.P.B | PR103 | 20 |  |  | 15.2
POWER | 38 | P-1GS-07B | MY7 | FWD P/P RM(S) | M-JB-A03 | PA005 | 3 | FWD P/P RM(S) | R.P.B | PR003 | 20 |  |  | 15.2
CONT | 44 | A-4LS-01A | MY7 | AFT P/P RM(P) | M-JB-A02 | PA156 | 3 | AFT P/P RM(P) | AFT PUMP RM (P) BILGE LEVEL HIGHAND NO.2 STRIPPING P/P AUTO ST/SP | PR178 | 12 |  |  | 15.2
FIRE | 23 | PA-60 | FTY2 | PASSAGE FR.34(P) | SPEAKER (5W-W.T) | SF030 | 8 | ELEC. PANEL RM(P) | SPEAKER (5W-W.T) | SF029 | 7 |  |  | 17
FIRE | 21 | PA-22 | FTY2 | TW DK(S) | SPEAKER (2W-W.T) | SF105 | 7 | TW DK(S) | SPEAKER (2W-W.T) | SF103B | 7 |  |  | 17
LTG | 12 | LD11-04 | DY4 | BCR | LD-11 PANEL | TOSBCC1 | 5 | AFT TOP_DK(S) | FLOOD LIGHT 400W FOR INSIDE | SF138 | 10 |  |  | 15.9
LTG | 23 | ELD-59 | DY4 | LV SWBD RM(P) | ELD-21 PANEL | TW086F | 2 | TW DK(P) | SPT J/B | TW018 | 6 |  |  | 15.9
FIRE | 9 | FL-11 | FMY2 | GEN. RM | FLASH LIGHT FOR MAIN GEN. RM(AFT) | TW121 | 5 | LV SWBD RM(S) | FLASH LIGHT FOR LV SWBD RM(AFT) | TW131 | 5 |  |  | 12.6
FIRE | 15 | FL-107 | FMY2 | LV SWBD RM(P) | FLASH LIGHT FOR LV SWBD RM(AFT) | TW084B | 5 | TR RM(P) | FLASH LIGHT FOR TRANSFORMER RM(AFT) | TW079G | 5 |  |  | 12.6
FIRE | 16 | FA-147 | FMY2 | AFT_PASSAGE FR.39(P) | MANUAL CALL POINT(W.T) | SF033 | 5 | ELEC. PANEL RM (P) | SMOKE DETECTOR(W.T) | SF028 | 7 |  |  | 12.6
POWER | 103 | P-1F-36B | TY2 | HV SWBD RM(S) | AIR COND CONTROL PANEL(PID-13) | TW154 | 10 | SAFETY DK(S) | CONDENSING UNIT J/B(POD-13) | TW208 | 9 |  |  | 15.5
POWER | 103 | P-1F-36A | TY2 | HV SWBD RM(S) | AIR COND CONTROL PANEL(PID-13) | TW154 | 10 | SAFETY DK(S) | CONDENSING UNIT J/B(POD-13) | TW208 | 9 |  |  | 15.5
CONT | 8 | A-NT-05B | AWM 2PX22AWG | AFT PIPE TRUNK( C) | CAN BRIDGE BOX | PR130 | 5 | LV SWBD RM(P) | NO.2 MAMS I/O CABINET | TW087A | 5 |  |  | 11.5
CONT | 8 | A-NT-05A | AWM 2PX22AWG | AFT PIPE TRUNK( C) | CAN BRIDGE BOX | PR130 | 5 | LV SWBD RM(P) | NO.2 MAMS I/O CABINET | TW087A | 5 |  |  | 11.5
LTG | 20 | LD13-05B | MY4 | TW DK(S) | 3WAY FLUSH SW-N.W.T | TW196 | 5 | TW DK(S) | 3WAY FLUSH SW-N.W.T | TW185 | 6 |  |  | 13.2
POWER | 19 | P-1F-08B | DY2 | LV SWBD RM(S) | LV SWBD AC380V FEEDER PANEL | TWMSC5 | 4 | TR RM(S) | NO.1 LV TR(AC380/220 150KVA) | TW1LVTR1 | 5 |  |  | 14.8
LTG | 14 | LD22-50E | DY2 | SAFETY DK.(P) | RP(W.T) | SF035 | 7 | SF DK(P) | RP(W.T) | SF040 | 10 |  |  | 14.8
LTG | 21 | LD13-51 | DY2 | LV SWBD RM(S) | LD-13 PANEL | TW188C | 3 | TW DK(S) | RP(DOUBBLE-N.W.T) | TW196 | 6 |  |  | 14.8
LTG | 19 | LD12-51C | DY2 | SAFETY DK.(S) | RP(W.T) | SF131 | 10 | SF DK(S) | RP(W.T) | SF127 | 10 |  |  | 14.8
LTG | 18 | LD12-08F | DY2 | SAFETY DK.(S) | LED LTG_25WX2(SURFACE) | SF131 | 10 | SF DK(S) | LED LTG_25WX2(SURFACE) | SF127 | 10 |  |  | 14.8
LTG | 23 | ELD-57 | DY2 | LV SWBD RM(P) | ELD-21 PANEL | TW086F | 2 | SF DK(P) | LED LTG(E)_25WX2(SURFACE) | SF015 | 8 |  |  | 14.8
CONT | 8 | A-NT-52A | CAT6 | LV SWBD RM(S) | BALLST V/V CONTROL CENTER | TW185B | 3 | BCR | BCC(HUB) | TOSBCC2 | 5 |  |  | 14 | TW130A
CONT | 8 | A-NT-52 | CAT6 | LV SWBD RM(S) | BALLST V/V CONTROL CENTER | TW185B | 3 | BCR | BCC(HUB) | TOSBCC2 | 5 |  |  | 14 | TW130A
CONT | 30 | A-4VR-17A | TY1 | AFT PIPE TRUNK(C) | NO.2 BCS I/O CABINET | PR130 | 4 | AFT P/P RM(P) | MOTOR DRIVEN TYPE V/V, BA97VNO.8 BALLASTING VALVE | PR159 | 7 |  |  | 14.5
CONT | 28 | A-3VR-23A | TY1 | AFT PIPE TRUNK(C) | NO.2 BCS I/O CABINET | PR130 | 4 | AFT P/P RM(S) | MOTOR DRIVEN TYPE V/V, BA73V NO.6 BALLAST S.W SUCT. LINE | PR109 | 9 |  |  | 14.5
CONT | 24 | A-2VR-17A | TY1 | FWD PIPE DUCT( C) | NO.1 BCS I/O CABINET | PR030 | 4 | FWD P/P RM(P) | MOTOR DRIVEN TYPE V/V, BA40V NO.4 BALLASTING VALVE | PR059 | 7 |  |  | 14.5
CONT | 22 | A-1VR-23A | TY1 | FWD PIPE DUCT( C) | NO.1 BCS I/O CABINET | PR030 | 4 | FWD P/P RM(S) | MOTOR DRIVEN TYPE V/V, BA16V NO.2 BALLAST S.W SUCT. LINE | PR009 | 9 |  |  | 14.5
POWER | 19 | P-1F-10C | MY7 | LV SWBD RM(S) | LV SWBD AC380V FEEDER PANEL | TWMSC5 | 4 | TR RM(S) | NO.2 LV TR(AC380/220 150KVA) | TW2LVTR1 | 5 |  |  | 15.2
CONT | 44 | A-2LS-01A | MY7 | FWD P/P RM(P) | M-JB-A01 | PA056 | 3 | FWD P/P RM(P) | FWD PUMP RM (P) BILGE LEVEL HIGHAND NO.1 STRIPPING P/P AUTO ST/SP | PR078 | 12 |  |  | 15.2
COMM | 11 | C-SPT-08 | MYS19 | LV SWBD RM(P) | SPT-2 CONNECTION BOX | TW086A | 4 | LV SWBD RM(P) | S.P.T FOR LV SWBD RM(P) | TW023 | 5 |  |  | 22.2
POWER | 102 | P-1F-43D | MY4 | LV SWBD RM(S) | AIR COND CONTROL PANEL(PID-08) | TW130 | 10 | SAFETY DK(S) | CONDENSING UNIT J/B(POD-08) | TW141 | 5 |  |  | 13.2
LTG | 20 | LD13-04B | MY4 | TW DK(S) | 3WAY ROTARY SW.-W.T | TW139 | 5 | TW DK(S) | 3WAY ROTARY SW.-W.T | TW152 | 5 |  |  | 13.2
LTG | 25 | ELD-21 | DY4 | LV SWBD RM(S) | ELD-11 PANEL | TW188B | 3 | TW DK(P) | SPT J/B | TWS29A | 6 |  |  | 15.9
LTG | 15 | LD23-04 | DY2 | LV SWBD RM(P) | LD-23 PANEL | TW086E | 2 | TW DK(P) | LED LTG_25WX2(FLUSH) | TW031 | 5 |  |  | 14.8
LTG | 21 | LD13-50 | DY2 | LV SWBD RM(S) | LD-13 PANEL | TW188C | 3 | TW DK(S) | RP(W.T) | TWS39A | 5 |  |  | 14.8
LTG | 22 | ELD-53J | DY2 | TW DK(P) | LED LTG(E)_25WX2(SURFACE) | TW047 | 5 | TW DK(P) | LED LTG(E)_25WX2(SURFACE) | TW054 | 5 |  |  | 14.8
POWER | 107 | P-2F-42D | TY2 | TR RM(P) | AIR COND CONTROL PANEL(PID-04) | TW039 | 12 | SAFETY DK(P) | CONDENSING UNIT J/B(POD-04) | TW079F | 3 |  |  | 15.5
POWER | 107 | P-2F-42C | TY2 | TR RM(P) | AIR COND CONTROL PANEL(PID-04) | TW039 | 12 | SAFETY DK(P) | CONDENSING UNIT J/B(POD-04) | TW079F | 3 |  |  | 15.5
FIRE | 21 | PA-11 | FTY2 | SAFETY DK.(S) | SPEAKER (5W-W.T) | SF170 | 7 | SF DK(S) | SPEAKER (2W-W.T) | SF168 | 7 |  |  | 17
CONT | 27 | A-3VR-16A | TY1 | AFT PIPE TRUNK(C) | NO.2 BCS I/O CABINET | PR130 | 4 | AFT P/P RM(S) | MOTOR DRIVEN TYPE V/V, BA69V NO.5 BALLASTING VALVE | PR109 | 10 |  |  | 14.5
CONT | 21 | A-1VR-16A | TY1 | FWD PIPE DUCT( C) | NO.1 BCS I/O CABINET | PR030 | 4 | FWD P/P RM(S) | MOTOR DRIVEN TYPE V/V, BA04V NO.1 BALLASTING VALVE | PR009 | 10 |  |  | 14.5
POWER | 51 | P-2L-12 | DY6 | LV SWBD RM(P) | LV SWBD (P) / AC220V FEEDER PANEL | TWMPE | 4 | LV SWBD RM(P) | LV SWBD (P) / INCOMING/BUS-TIE PANEL | TWMPA | 4 |  |  | 17.4
FIRE | 16 | FA-110 | FMY2 | TW_DK(P) STP RM | SMOKE DETECTOR(W.T) | TW006 | 5 | LV SWBD RM(P) | MANUAL CALL POINT(N.W.T) | TWP18B | 5 |  |  | 12.6
POWER | 93 | P-CT-05B | DY1 | AHU RM(S) | NO.5 CAPATAN STARTER | SF140 | 10 | TOP DK(S) | NO.5 CAPSTAN | SF131 | 5 |  |  | 13.7
POWER | 93 | P-CT-05A | DY1 | AHU RM(S) | NO.5 CAPATAN STARTER | SF140 | 10 | TOP DK(S) | NO.5 CAPSTAN | SF131 | 5 |  |  | 13.7
LTG | 24 | ELD-15Q | MY4 | TW DK(S) | 3WAY ROTARY SW-W.T | TW199 | 5 | TW DK(S) | 3WAY ROTARY SW-W.T | TW210 | 5 |  |  | 13.2
CONT | 59 | A-CO-07 | MY4 | CO2 RM(S) | CO2 ALARM RELAY BOX | TW122 | 7 | LV SWBD RM(S) | SYNCHRO PANEL (VENT FAN STOP) | TWMSE | 4 |  |  | 13.2
POWER | 43 | P-2F-08C | MY7 | LV SWBD RM(P) | LV SWBD (P) / AC380V FEEDER PANEL | TWMPC3 | 4 | TR RM(P) | NO.3 L.V TRANSFORMER | TW3LTR1 | 5 |  |  | 15.2
POWER | 28 | P-1L-08 | DY2 | LV SWBD RM(S) | LV SWBD AC220V FEEDER PANEL | TWMSA | 4 | BCR | NO.1 FIRE DETECTION RELAY UNIT | TOS39A | 4 |  |  | 14.8 | SF142A
LTG | 19 | LD12-54F | DY2 | SAFETY DK.(S) | RP(DOUBBLE-N.W.T) | SF147 | 15 | SF DK(S) | RP(DOUBBLE-N.W.T) | SF144 | 10 |  |  | 14.8
LTG | 24 | ELD-16C | DY2 | TW DK(S) | 3WAY FLUSH SW-N.W.T | TW126 | 5 | TW DK(S) | LED LTG(E)_25WX2(FLUSH) | TW136 | 5 |  |  | 14.8
FIRE | 10 | FA-25 | FMY2 | AFT_PASSAGE FR.18(S) | MANUAL CALL POINT(W.T) | SFS18A | 6 | AFT_PASSAGE FR.29(S) | MANUAL CALL POINT(W.T) | SF128 | 5 |  |  | 12.6
CONT | 31 | A-4VR-23A | TY1 | AFT PIPE TRUNK(C) | NO.2 BCS I/O CABINET | PR130 | 4 | AFT P/P RM(P) | MOTOR DRIVEN TYPE V/V, BA101VNO.8 BALLAST S.W SUCT. LINE | PR159 | 9 |  |  | 14.5
CONT | 28 | A-3VR-22A | TY1 | AFT PIPE TRUNK(C) | NO.2 BCS I/O CABINET | PR130 | 4 | AFT P/P RM(S) | MOTOR DRIVEN TYPE V/V, BA65V NO.5 BALLAST S.W SUCT. LINE | PR109 | 11 |  |  | 14.5
CONT | 25 | A-2VR-23A | TY1 | FWD PIPE DUCT( C) | NO.1 BCS I/O CABINET | PR030 | 4 | FWD P/P RM(P) | MOTOR DRIVEN TYPE V/V, BA44V NO.4 BALLAST S.W SUCT. LINE | PR059 | 9 |  |  | 14.5
CONT | 22 | A-1VR-22A | TY1 | FWD PIPE DUCT( C) | NO.1 BCS I/O CABINET | PR030 | 4 | FWD P/P RM(S) | MOTOR DRIVEN TYPE V/V, BA08V NO.1 BALLAST S.W SUCT. LINE | PR009 | 11 |  |  | 14.5
POWER | 107 | P-2F-41F | MY4 | TR RM(P) | AIR COND CONTROL PANEL(PID-03) | TWP29B | 9 | LV SWBD RM(P) | NO.2 MAMS I/O CABINET | TW087A | 5 |  |  | 13.2
LTG | 22 | ELD-53N | MY4 | TW DK(P) | 3WAY ROTARY SW-W.T | TW033 | 6 | TW DK(P) | 3WAY ROTARY SW-W.T | TW043 | 6 |  |  | 13.2
LTG | 25 | ELD-20-SPT | DY1 | AFT P/P RM(S) | SPT J/B | TW118 | 6 | AFT P/P RM(S) | SOUNT POWER TELEPHONE RELAY BOX | PR123 | 2 |  |  | 13.7
FIRE | 23 | PA-75 | FTY2 | NO.1 VOID(P) | SPEAKER (5W-W.T) | TW072 | 7 | FW HYD. UNIT RM(P) | SPEAKER (5W-W.T) | TW076 | 6 |  |  | 17
FIRE | 22 | PA-37 | FTY2 | MEETING RM(S) | SPEAKER (2W-N.W.T) | SF154 | 7 | PRAYER RM(S) | SPEAKER (2W-N.W.T) | SF152 | 6 |  |  | 17
FIRE | 21 | PA-10 | FTY2 | SAFETY DK.(S) | SPEAKER (5W-W.T) | SF99S | 10 | SF DK(S) | SPEAKER (5W-W.T) | SF99S | 15 |  |  | 17
CONT | 8 | A-NT-01C | CAT6 | BCR | BCC(HUB) | TOSBCC1 | 5 | LV SWBD RM(S) | NO.3 MAMS I/O CABINET | TW185C | 3 |  |  | 14 | TW130A
CONT | 8 | A-NT-01A | CAT6 | BCR | BCC(HUB) | TOSBCC1 | 5 | LV SWBD RM(S) | NO.3 MAMS I/O CABINET | TW185C | 3 |  |  | 14 | TW130A
CONT | 8 | A-NT-01 | CAT6 | BCR | BCC(HUB) | TOSBCC1 | 5 | LV SWBD RM(S) | NO.3 MAMS I/O CABINET | TW185C | 3 |  |  | 14 | TW130A
CONT | 60 | A-DM-01 | CAT6 | BCR | DISTANCE MEASURING HUB (5PORT) | TOSBCC1 | 5 | TOP DECK (S) | NO.3 LOCAL CONTROL PANEL | SF152 | 6 |  |  | 14
POWER | 90 | P-CW-04C | MY12 | AFT P/P RM STAIRWAY(P) | NO.4 CABLE COLL;G WINCH STARTER | SF016 | 3 | TOP DK(P) | RPB FOR CABLE WINCH | SF017 | 10 |  |  | 19
POWER | 43 | P-2F-01N | MY7 | LV SWBD RM(P) | LV SWBD (P) / AC380V FEEDER PANEL FOR FREQ CONVERTER | TWMPC1 | 4 | TR RM(P) | NO.6 L.V T.R FOR FREQ. CON. | TW6LTR1 | 5 |  |  | 15.2
LTG | 22 | ELD-54 | DY2 | LV SWBD RM(P) | ELD-21 PANEL | TW086F | 2 | TW DK(P) | 3WAY FLUSH SW-N.W.T | TW079 | 9 |  |  | 14.8
POWER | 106 | P-2F-40A | TY10 | LV SWBD RM(P) | AIR COND CONTROL PANEL(PID-02) | TW079 | 10 | SAFETY DK(P) | CONDENSING UNIT J/B(POD-02) | TW079B | 3 |  |  | 20.7
FIRE | 10 | FA-32 | FMY2 | FWD_PASSAGE FR.47(S) | MANUAL CALL POINT(W.T) | SF149 | 5 | FWD_PASSAGE FR.57(S) | MANUAL CALL POINT(W.T) | SF159 | 5 |  |  | 12.6
POWER | 103 | P-1F-37C | MY4 | HV SWBD RM(S) | AIR COND CONTROL PANEL(PID-14) | TW158A | 10 | SAFETY DK(S) | CONDENSING UNIT J/B(POD-14) | TW208 | 9 |  |  | 13.2
LTG | 15 | LD23-03B | MY4 | TW DK(P) | 3WAY ROTARY SW.-W.T | TW079D | 5 | TW DK(P) | 3WAY ROTARY SW.-W.T | TW043 | 5 |  |  | 13.2
LTG | 22 | ELD-54B | MY4 | TW DK(P) | 3WAY FLUSH SW-N.W.T | TW079C | 5 | TW DK(P) | 3WAY FLUSH SW-N.W.T | TW089 | 5 |  |  | 13.2
LTG | 22 | ELD-51B | MY4 | SAFETY DK.(P) | 3WAY ROTARY SW-W.T | SF044 | 7 | SF DK(P) | 3WAY ROTARY SW-W.T | SF054 | 4 |  |  | 13.2
CONT | 8 | A-NT-01B | CAT6 | BCR | BCC(HUB) | TOSBCC1 | 5 | LV SWBD RM(S) | NO.3 MAMS I/O CABINET | TW185C | 4 |  |  | 14 | TW130A
CONT | 30 | A-4VR-16A | TY1 | AFT PIPE TRUNK(C) | NO.2 BCS I/O CABINET | PR130 | 4 | AFT P/P RM(P) | MOTOR DRIVEN TYPE V/V, BA89V NO.7 BALLASTING VALVE | PR159 | 10 |  |  | 14.5
CONT | 24 | A-2VR-16A | TY1 | FWD PIPE DUCT( C) | NO.1 BCS I/O CABINET | PR030 | 4 | FWD P/P RM(P) | MOTOR DRIVEN TYPE V/V, BA32V NO.3 BALLASTING VALVE | PR059 | 10 |  |  | 14.5
POWER | 30 | P-1L-28 | DY2 | LV SWBD RM(S) | LV SWBD AC220V FEEDER PANEL | TWMSA | 4 | BCR | DISTANCE MEASURING SYS | TO153 | 5 |  |  | 14.8 | SF142A
POWER | 29 | P-1L-23 | DY2 | LV SWBD RM(S) | LV SWBD AC220V FEEDER PANEL | TWMSA | 4 | BCR | UPS FOR MONITORING SYS | TO153 | 5 |  |  | 14.8 | SF142A
POWER | 18 | P-1F-01M | DY2 | LV SWBD RM(S) | LV SWBD AC380V F. P. FOR FREQ. CONV. | TWMSC6 | 4 | TR RM(S) | NO.5 LV TR FOR FREQ. CONV. | TW5LVTR1 | 5 |  |  | 14.8
LTG | 20 | LD13-05C | DY2 | TW DK(S) | 3WAY FLUSH SW-N.W.T | TW185 | 6 | TW DK(S) | LED LTG_25WX2(SURFACE) | TW194A | 7 |  |  | 14.8
LTG | 18 | LD12-08 | DY2 | LV SWBD RM(S) | LD-12 PANEL | TW188D | 3 | TW DK(S) | LED LTG_25WX2(FLUSH) | SF136 | 7 |  |  | 14.8
LTG | 24 | ELD-14G | DY2 | TOP DK.(S) | LTG J/B | TO157 | 15 | TOP DK(S) | LED LTG(E)_25WX2(FLUSH) | TO151 | 12 |  |  | 14.8
CONT | 27 | A-3VR-17 | MY7 | AFT PIPE TRUNK(C) | NO.2 BCS I/O CABINET | PR130 | 4 | AFT P/P RM(S) | MOTOR DRIVEN TYPE V/V, BA61V NO.6 BALLASTING VALVE | PR109 | 7 |  |  | 15.2
CONT | 21 | A-1VR-17 | MY7 | FWD PIPE DUCT( C) | NO.1 BCS I/O CABINET | PR030 | 4 | FWD P/P RM(S) | MOTOR DRIVEN TYPE V/V, BA12V NO.2 BALLASTING VALVE | PR009 | 7 |  |  | 15.2
FIRE | 15 | FL-155 | FMY2 | COMPRESSOR RM(P) | FLASH LIGHT FOR COMPRESSOR RM(P) | SF040 | 5 | AFT PASSAGE FR.34(P) | FLASH LIGHT FOR PASSAGE(P) | SF031 | 5 |  |  | 12.6
FIRE | 16 | FA-140 | FMY2 | FWD_PASSAGE FR.67(P) | MANUAL CALL POINT(W.T) | SF065 | 5 | FWD P/P RM ENT(P) | SMOKE DETECTOR(W.T) | SF056 | 10 |  |  | 12.6
FIRE | 23 | PA-76A | FTY2 | LV SWBD RM(P) | SPEAKER (5W-N.W.T) | TW024C | 6 | LV SWBD RM(P) | SPEAKER (2W-W.T) | TW084A | 6 |  |  | 17
FIRE | 22 | PA-43 | FTY2 | AFT P/P RM STAIRWAY(S) | SPEAKER (5W-W.T) | TW132 | 7 | LV SWBD RM(S) | SPEAKER (2W-W.T) | TW193 | 5 |  |  | 17
LTG | 15 | LD23-04B | MY4 | TW DK(P) | 3WAY FLUSH SW-N.W.T | TW031 | 5 | TW DK(P) | 3WAY FLUSH SW-N.W.T | TW089 | 5 |  |  | 13.2
CONT | 31 | A-4VR-22A | TY1 | AFT PIPE TRUNK(C) | NO.2 BCS I/O CABINET | PR130 | 4 | AFT P/P RM(P) | MOTOR DRIVEN TYPE V/V, BA93V NO.7 BALLAST S.W SUCT. LINE | PR159 | 11 |  |  | 14.5
CONT | 24 | A-2VR-22A | TY1 | FWD PIPE DUCT( C) | NO.1 BCS I/O CABINET | PR030 | 4 | FWD P/P RM(P) | MOTOR DRIVEN TYPE V/V, BA36V NO.3 BALLAST S.W SUCT. LINE | PR059 | 11 |  |  | 14.5
POWER | 80 | P-DC-52JB | DY4 | LV SWBD RM(P) | NO.2 DC24V BCDC | TW088A | 3 | TWEEN DECK/PORT(FWD) | EMERGENCY DC24V LIGHT | TW079B | 5 |  |  | 15.9
POWER | 90 | P-CW-03C | MY12 | AFT P/P RM STAIRWAY(S) | NO.3 CABLE COLL;G WINCH STARTER | SF114B | 5 | TOP DK(S) | RPB FOR CABLE WINCH | SF118 | 10 |  |  | 19
POWER | 42 | P-2BS-02 | MY12 | LV SWBD RM(P) | LV SWBD (P) / BUS-TIE PANEL | TWMPB | 4 | LV SWBD RM(P) | NO.2 MAMS I/O CABINET | TW008B | 3 |  |  | 19
CONT | 61 | A-SP-11 | MY12 | LV SWBD RM(P) | NO.2 MAMS I/O CABINET | TW087A | 3 | LV SWBD RM(P) | LV SWBD (P) / 380V GSP | TWMPD78 | 4 |  |  | 19
CONT | 61 | A-SP-01 | MY12 | LV SWBD RM(S) | LV SWBD (S) | TWMSE | 4 | LV SWBD RM(S) | LV SWBD (S) / 380V GSP | TWMSB5 | 4 |  |  | 19
FIRE | 15 | FL-106 | FMY2 | ELEC W/S(P) | FLASH LIGHT FOR ELEC. W/S(AFT) | TW011 | 7 | LV SWBD RM(P) | FLASH LIGHT FOR LV SWBD RM(AFT) | TW024C | 5 |  |  | 12.6
FIRE | 9 | FL-05 | FMY2 | AFT PASSAGE FR.26(S) | FLASH LIGHT FOR PASSGE(AFT) | SF125 | 6 | EMCY GEN. RM(S) | FLASH LIGHT FOR EM'CY GEN RM(AFT) | SF196 | 6 |  |  | 12.6
LTG | 28 | P-DC-02E | DY2 | SAFETY DK.(S) | P-DC-02JB | SF122 | 5 | SF DK(S) | EMCY LTG 24V DC POWER | SF108 | 5 |  |  | 14.8
POWER | 28 | P-1L-13B | DY2 | TOP DK(S) | J/B FOR LOCAL CONTROL PANEL FORDISTANCE MEASURING | SF162 | 5 | TOP DK(S) | NO.3 LOCAL CONTROL PANEL FORDISTANCE MEASURING | SF153 | 7 |  |  | 14.8
POWER | 27 | P-1L-07 | DY2 | LV SWBD RM(S) | LV SWBD AC220V FEEDER PANEL | TWMSA | 4 | BCR | NO.2 FIRE DETECTION RELAY UNIT | TOS38A | 4 |  |  | 14.8 | SF142A
LTG | 15 | LD23-01H--01I | DY2 | TW DK(P) | LED LTG_25WX2(SURFACE) | TW99P | 30 | TW DK(P) | LED LTG_25WX2(SURFACE) | TW99P | 10 |  |  | 14.8
LTG | 20 | LD13-01V--01Y | DY2 | TW DK(S) | LED LTG_25WX2(SURFACE) | TW99S | 30 | TW DK(S) | LED LTG_25WX2(SURFACE) | TW99S | 10 |  |  | 14.8
LTG | 20 | LD13-01O--01S | DY2 | TW DK(S) | LED LTG_25WX2(FLUSH) | TW99S | 30 | TW DK(S) | LED LTG_25WX2(FLUSH) | TW99S | 10 |  |  | 14.8
LTG | 18 | LD12-10X--10E | DY2 | TOP DK(S) | LTG J/B | TO99S | 30 | SF DK(S) | LED LTG_25WX2(SURFACE) | TO99S | 10 |  |  | 14.8
LTG | 18 | LD12-09X1--09X5 | DY2 | SAFETY DK.(S) | LED LTG_25WX2(FLUSH) | SF99S | 20 | SF DK(S) | LTG DOWN FLUSH TYPE | SF99S | 20 |  |  | 14.8
LTG | 25 | ELD-21A | DY2 | TW DK(P) | SPT J/B | TWS29A | 6 | TW DK(P) | SPT J/B | TW118 | 6 |  |  | 14.8
POWER | 93 | P-CT-06D | MY4 | AHU RM(P) | NO.6 CAPATAN STARTER | TW079D | 10 | LV SWBD RM(P) | NO.2 MAMS I/O CABINET | TW087A | 3 |  |  | 13.2
POWER | 92 | P-CT-04D | MY4 | AHU RM(P) | NO.4 CAPATAN STARTER | TW079D | 10 | LV SWBD RM(P) | NO.2 MAMS I/O CABINET | TW087A | 3 |  |  | 13.2
LTG | 24 | ELD-16A-SPT | DY1 | TW DK(S) | SPT J/B | TW118 | 6 | TW DK(S) | RELAY BOX | TW107 | 10 |  |  | 13.7
POWER | 57 | P-2GS-04M | MY19 | AFT P/P RM(P) | M-JB-A02 | PA156 | 3 | AFT P/P RM(P) | NO.8 LOCAL IND PANEL | PR155C | 3 |  |  | 22
POWER | 55 | P-2GS-02M | MY19 | FWD P/P RM(P) | M-JB-A01 | PA056 | 3 | FWD P/P RM(P) | NO.4 LOCAL IND PANEL | PR055C | 3 |  |  | 22
POWER | 19 | P-1F-08C | MY7 | LV SWBD RM(S) | LV SWBD AC380V FEEDER PANEL | TWMSC5 | 4 | TR RM(S) | NO.1 LV TR(AC380/220 150KVA) | TW1LVTR1 | 5 |  |  | 15.2
POWER | 57 | P-2GS-04C | MYS19 | AFT P/P RM(P) | NO.8 BALLAST P/P | PR182 | 3 | AFT P/P RM(P) | M-JB-A02 | PA156 | 3 |  |  | 22.2
CONT | 49 | A-BM-08 | MYS19 | AFT P/P RM(P) | M-JB-A02 | PA156 | 3 | AFT P/P RM(P) | NO.8 LOCAL IND. PANEL | PR155C | 3 |  |  | 22.2
CONT | 45 | A-BM-04 | MYS19 | FWD P/P RM(P) | M-JB-A01 | PA056 | 3 | FWD P/P RM(P) | NO.4 LOCAL IND. PANEL | PR055C | 3 |  |  | 22.2
CONT | 38 | A-DRF-15 | MYS2 | ELEC W/S(P) | M-JB-B04 (50T) | TW011 | 6 | SAFETY DK(P) | AMP FOR L.T (AFT DEFLETION & SAGGING/DRAFT (P)) | SF001 | 20 |  |  | 12
CONT | 38 | A-DRF-14 | MYS2 | ELEC W/S(P) | M-JB-B04 (50T) | TW011 | 6 | SAFETY DK(P) | AMP FOR L.T (AFT DEFLETION & SAGGING (C)) | SF001 | 20 |  |  | 12
POWER | 80 | P-DC-51JB | DY4 | LV SWBD RM(P) | NO.2 DC24V BCDC | TW088A | 3 | SAFETY DECK/PORT(AFT) | EMERGENCY DC24V LIGHT | SF017 | 5 |  |  | 15.9
FIRE | 23 | PA-68 | FTY2 | AFT STP. RM(P) | SPEAKER (5W-W.T) | TW006 | 7 | ELEC.W/S(P) | SPEAKER (5W-W.T) | TW010 | 6 |  |  | 17
FIRE | 23 | PA-64 | FTY2 | PASSAGE FR.12(P) | SPEAKER (5W-W.T) | SF007 | 5 | AFT DK STORE(P) | SPEAKER (2W-W.T) | SF004 | 7 |  |  | 17
FIRE | 22 | PA-32 | FTY2 | ELEC W/S(S) | SPEAKER (5W-W.T) | TW174A | 6 | FW HYD. UNIT RM(S) | SPEAKER (5W-W.T) | TW181 | 6 |  |  | 17
FIRE | 21 | PA-24 | FTY2 | NO.2 STP RM(S) | SPEAKER (5W-W.T) | TW103 | 7 | MECH. W/S(S) | SPEAKER (5W-W.T) | TW106 | 7 |  |  | 17
FIRE | 21 | PA-13 | FTY2 | SAFETY DK.(S) | SPEAKER (2W-W.T) | SF157 | 7 | SF DK(S) | SPEAKER (5W-W.T) | SF154 | 7 |  |  | 17
FIRE | 10 | FA-22 | FMY2 | AFT_P/P RM ENT(S) | SMOKE DETECTOR(W.T) | SF112 | 10 | DK STORE(S) | SMOKE DETECTOR(W.T) | SF103B | 5 |  |  | 12.6
POWER | 92 | P-CT-03B | DY1 | AHU RM(S) | NO.3 CAPATAN STARTER | SF141 | 10 | TOP DK(S) | NO.3 CAPSTAN | SF150 | 5 |  |  | 13.7
POWER | 92 | P-CT-03A | DY1 | AHU RM(S) | NO.3 CAPATAN STARTER | SF141 | 10 | TOP DK(S) | NO.3 CAPSTAN | SF150 | 5 |  |  | 13.7
POWER | 65 | P-A1-07 | DY2 | LV SWBD RM(S) | A-1 PANEL | TW190C | 3 | SAFETY DK(S) | A/C OUTSIDE UNIT(SOD-02) | SF136 | 12 |  |  | 14.8 | TW133B
LTG | 15 | LD23-03 | DY2 | LV SWBD RM(P) | LD-23 PANEL | TW086E | 2 | TW DK(P) | LED LTG(E)_25WX2(SURFACE) | TW079D | 7 |  |  | 14.8
LTG | 13 | LD22-03P | DY2 | SF DK(P) | LTG J/B | SF021 | 5 | ELEC. PANEL RM (P) | LED LTG_25WX2(SURFACE) | SF027 | 10 |  |  | 14.8
LTG | 21 | LD13-51D | DY2 | TW DK(S) | RP(DOUBBLE-N.W.T) | TW130 | 10 | TW DK(S) | RP(W.T) | TW122 | 7 |  |  | 14.8
LTG | 20 | LD13-04 | DY2 | LV SWBD RM(S) | LD-13 PANEL | TW188C | 3 | TW DK(S) | LED LTG_25WX2(SURFACE) | TW140 | 7 |  |  | 14.8
LTG | 18 | LD12-10N--10O | DY2 | CONT. HOUSE | LED LTG_25WX2(FLUSH) | BC099 | 30 | CONT. HOUSE | LED LTG_25WX2(FLUSH) | BC099 | 10 |  |  | 14.8
LTG | 22 | ELD-53 | DY2 | LV SWBD RM(P) | ELD-21 PANEL | TW086F | 2 | TW DK(P) | LTG J/B | TW033 | 6 |  |  | 14.8
CONT | 46 | A-AL-02A | MY2 | LV SWBD RM(P) | NO.1 MAMS I/O CABINET | TW008B | 3 | COMPRESSOR RM(P) | MACH. ALARM LAMP | TW045 | 6 |  |  | 12
POWER | 89 | P-CW-01C | MY12 | FWD P/P RM STAIRWAY(S) | NO.1 CABLE COLL;G WINCH STARTER | SF162A | 5 | TOP DK(S) | RPB FOR CABLE WINCH | SF166 | 10 |  |  | 19
CONT | 30 | A-4VR-17 | MY7 | AFT PIPE TRUNK(C) | NO.2 BCS I/O CABINET | PR130 | 4 | AFT P/P RM(P) | MOTOR DRIVEN TYPE V/V, BA97VNO.8 BALLASTING VALVE | PR159 | 7 |  |  | 15.2
CONT | 28 | A-3VR-23 | MY7 | AFT PIPE TRUNK(C) | NO.2 BCS I/O CABINET | PR130 | 4 | AFT P/P RM(S) | MOTOR DRIVEN TYPE V/V, BA73V NO.6 BALLAST S.W SUCT. LINE | PR109 | 9 |  |  | 15.2
CONT | 27 | A-3VR-21A | TY1 | AFT PIPE TRUNK(C) | NO.2 BCS I/O CABINET | PR130 | 4 | AFT P/P RM(S) | MOTOR DRIVEN TYPE V/V, BA71VNO.6 S.W SUCTION VLAVE | PR105B | 7 |  |  | 14.5
CONT | 26 | A-3VR-11A | TY1 | AFT PIPE TRUNK(C) | NO.2 BCS I/O CABINET | PR130 | 4 | AFT P/P RM(S) | MOTOR DRIVEN TYPE V/V, BA72V NO.6 BALLAST P/P S.W SUCTION | PR105B | 7 |  |  | 14.5
CONT | 24 | A-2VR-17 | MY7 | FWD PIPE DUCT( C) | NO.1 BCS I/O CABINET | PR030 | 4 | FWD P/P RM(P) | MOTOR DRIVEN TYPE V/V, BA40V NO.4 BALLASTING VALVE | PR059 | 7 |  |  | 15.2
CONT | 22 | A-1VR-23 | MY7 | FWD PIPE DUCT( C) | NO.1 BCS I/O CABINET | PR030 | 4 | FWD P/P RM(S) | MOTOR DRIVEN TYPE V/V, BA16V NO.2 BALLAST S.W SUCT. LINE | PR009 | 9 |  |  | 15.2
CONT | 21 | A-1VR-21A | TY1 | FWD PIPE DUCT( C) | NO.1 BCS I/O CABINET | PR030 | 4 | FWD P/P RM(S) | MOTOR DRIVEN TYPE V/V, BA14V NO.2 S.W SUCTION VLAVE | PR005B | 7 |  |  | 14.5
CONT | 20 | A-1VR-11A | TY1 | FWD PIPE DUCT( C) | NO.1 BCS I/O CABINET | PR030 | 4 | FWD P/P RM(S) | MOTOR DRIVEN TYPE V/V, BA10VNO.2 BALLAST P/P S.W SUCTION | PR005B | 7 |  |  | 14.5
LTG | 12 | LD11-03 | DY4 | BCR | LD-11 PANEL | TOSBCC1 | 5 | FWD TOP_DK(S) | FLOOD LIGHT 400W FOR INSIDE | SF143 | 10 |  |  | 15.9
CONT | 36 | A-DRF-01 | MYS2 | TW DK(S) ELEC WOR SHOP | M-JB-B01 (50T) | TW175 | 5 | SAFETY DK(S) | AMP FOR L.T (FWD DEFLETION & SAGGING/DRAFT (S)) | SF182 | 7 |  |  | 12
COMM | 12 | N-CCTV-05 | DY2 | BCR | CCTV RACK | TOSCTR | 3 | EMCY GEN. RM(S) | NO.5 CCTV CAMERA | SF198 | 5 |  |  | 14.8
LTG | 16 | LD23-50I | DY2 | TW DK(P) | RP(DOUBBLE-N.W.T) | TWP18B | 7 | TW DK(P) | RP(W.T) | PR179 | 3 |  |  | 14.8
LTG | 21 | LD13-51G | DY2 | AFT P/P RM(S) | RP(W.T) | PR108 | 6 | TW DK(S) | RP(W.T) | TWS16A | 5 |  |  | 14.8
LTG | 19 | LD12-50E | DY2 | SAFETY DK.(S) | RP(DOUBBLE-N.W.T) | SF156 | 8 | SF DK(S) | RP(DOUBBLE-W.T) | SF167 | 7 |  |  | 14.8
LTG | 22 | ELD-51X | DY2 | SAFETY DK.(P) | LTG J/B | SFP39A | 6 | SF DK(P) | 3WAY ROTARY SW-W.T | SF043 | 6 |  |  | 14.8
LTG | 24 | ELD-15R | DY2 | TW DK(S) | 3WAY ROTARY SW-W.T | TW210 | 5 | TW DK(S) | LED LTG(E)_25WX2(FLUSH) | TW200 | 6 |  |  | 14.8
LTG | 24 | ELD-15L--15N | DY2 | HV SWBD RM(S) | LED LTG(E)_25WX2(FLUSH) | TW155 | 7 | HV SWBD RM(S) | LED LTG(E)_25WX2(FLUSH) | TW157 | 25 |  |  | 14.8
LTG | 24 | ELD-15 | DY2 | LV SWBD RM(S) | ELD-11 PANEL | TW188B | 3 | TW DK(S) | LTG J/B | TW200 | 6 |  |  | 14.8
CONT | 27 | A-3VR-12A | TY1 | AFT PIPE TRUNK(C) | NO.2 BCS I/O CABINET | PR130 | 4 | AFT P/P RM(S) | MOTOR DRIVEN TYPE V/V, BA67V NO.6 BALLAST P/P DISCH. LINE | PR120 | 5 |  |  | 14.5
CONT | 21 | A-1VR-12A | TY1 | FWD PIPE DUCT( C) | NO.1 BCS I/O CABINET | PR030 | 4 | FWD P/P RM(S) | MOTOR DRIVEN TYPE V/V, BA10VNO.2 BALLAST P/P DISCH. LINE | PR020 | 5 |  |  | 14.5
CONT | 27 | A-3VR-16 | MY7 | AFT PIPE TRUNK(C) | NO.2 BCS I/O CABINET | PR130 | 4 | AFT P/P RM(S) | MOTOR DRIVEN TYPE V/V, BA69V NO.5 BALLASTING VALVE | PR109 | 10 |  |  | 15.2
CONT | 21 | A-1VR-16 | MY7 | FWD PIPE DUCT( C) | NO.1 BCS I/O CABINET | PR030 | 4 | FWD P/P RM(S) | MOTOR DRIVEN TYPE V/V, BA04V NO.1 BALLASTING VALVE | PR009 | 10 |  |  | 15.2
POWER | 56 | P-2GS-03M | MY19 | AFT P/P RM(P) | M-JB-A02 | PA156 | 3 | AFT P/P RM(P) | NO.7 LOCAL IND PANEL | PR155E | 3 |  |  | 22
POWER | 54 | P-2GS-01M | MY19 | FWD P/P RM(P) | M-JB-A01 | PA056 | 3 | FWD P/P RM(P) | NO.3 LOCAL IND PANEL | PR055E | 3 |  |  | 22
FIRE | 9 | FL-55 | FMY2 | BCR | NO.1 FIRE DETECTION RELAY UNIT | TOS39A | 3 | TR RM(S) | FLASH LIGHT FOR TRANSFORMER RM (S) | TW144 | 6 |  |  | 12.6 | SF142A
FIRE | 15 | FL-159 | FMY2 | NO.1 VOID(P) | FLASH LIGHT FOR NO.1 VOID(P) | TW072 | 6 | NO.2 VOID(P) | FLASH LIGHT FOR NO.2 VOID(P) | TW057 | 7 |  |  | 12.6
FIRE | 9 | FL-10 | FMY2 | MECH. W/S RM(S) | FLASH LIGHT FOR MACH. W/S(AFT) | TW107 | 5 | GEN. RM | FLASH LIGHT FOR MAIN GEN. RM(AFT) | TW120 | 5 |  |  | 12.6
FIRE | 20 | PAC-02 | FMY12 | BCR | NO.2 T1232 CONTROL UNIT | TO154 | 10 | BCR | PUBLIC ADDRESS UNIT | TOSADR | 3 |  |  | 20.7
POWER | 55 | P-2GS-02C | MYS19 | FWD P/P RM(P) | NO.4 BALLAST P/P | PR082 | 3 | FWD P/P RM(P) | M-JB-A01 | PA056 | 3 |  |  | 22.2
POWER | 47 | P-2F-39A | TY10 | LV SWBD RM(P) | AIRCON. CONTROL PANEL(PID-01) | TW020A | 11 | SAFETY DK(P) | CONDENSING UNIT J/B(POD-01) | TW089B | 4 |  |  | 20.7
CONT | 49 | A-BM-07 | MYS19 | AFT P/P RM(P) | M-JB-A02 | PA156 | 3 | AFT P/P RM(P) | NO.7 LOCAL IND. PANEL | PR155E | 3 |  |  | 22.2
CONT | 45 | A-BM-03 | MYS19 | FWD P/P RM(P) | M-JB-A01 | PA056 | 3 | FWD P/P RM(P) | NO.3 LOCAL IND. PANEL | PR055E | 3 |  |  | 22.2
LTG | 15 | LD23-03C | DY2 | TW DK(P) | 3WAY ROTARY SW.-W.T | TW043 | 5 | TW DK(P) | LED LTG(E)_25WX2(SURFACE) | TW079E | 7 |  |  | 14.8
LTG | 21 | LD13-50A1 | DY2 | TR RM(S) | RP(W.T) | TW139 | 15 | TR RM(S) | RP(W.T) | TW145 | 10 |  |  | 14.8
LTG | 20 | LD13-04C | DY2 | TW DK(S) | 3WAY ROTARY SW.-W.T | TW152 | 5 | TW DK(S) | LED LTG_25WX2(SURFACE) | TW140 | 7 |  |  | 14.8
LTG | 22 | ELD-54C | DY2 | TW DK(P) | 3WAY FLUSH SW-N.W.T | TW089 | 5 | TW DK(P) | LED LTG(E)_25WX2(FLUSH) | TW079 | 6 |  |  | 14.8
CONT | 59 | A-CO-06 | DY2 | CO2 RM(S) | CO2 ALARM RELAY BOX | SF126 | 7 | EMCY GEN. RM(S) | ELEC. HORN W/LAMP FOR E/G/E ROOM | SF198 | 3 |  |  | 14.8
POWER | 16 | P-DG1-17A | SY120 | GEN. RM | MANUAL BATT. TRANSFER SW | TW99S | 4 | GEN. RM | BATTERY SW FOR NO.2 G/E | TW99S | 4 |  |  | 22.2
POWER | 16 | P-DG1-17 | SY120 | GEN. RM | MANUAL BATT. TRANSFER SW | TW99S | 4 | GEN. RM | BATTERY SW FOR NO.2 G/E | TW99S | 4 |  |  | 22.2
CONT | 30 | A-4VR-21A | TY1 | AFT PIPE TRUNK(C) | NO.2 BCS I/O CABINET | PR130 | 4 | AFT P/P RM(P) | MOTOR DRIVEN TYPE V/V, BA99V NO.8 S.W SUCTION VLAVE | PR155B | 7 |  |  | 14.5
CONT | 29 | A-4VR-11A | TY1 | AFT PIPE TRUNK(C) | NO.2 BCS I/O CABINET | PR130 | 4 | AFT P/P RM(P) | MOTOR DRIVEN TYPE V/V, BA100V NO.8 BALLAST P/P S.W SUCTION | PR155B | 7 |  |  | 14.5
CONT | 27 | A-3VR-20A | TY1 | AFT PIPE TRUNK(C) | NO.2 BCS I/O CABINET | PR130 | 4 | AFT P/P RM(S) | MOTOR DRIVEN TYPE V/V, BA63VNO.5 S.W SUCTION VLAVE | PR105D | 7 |  |  | 14.5
CONT | 26 | A-3VR-10A | TY1 | AFT PIPE TRUNK(C) | NO.2 BCS I/O CABINET | PR130 | 4 | AFT P/P RM(S) | MOTOR DRIVEN TYPE V/V, BA59V NO.5 BALLAST P/P DISCH. LINE | PR115 | 4 |  |  | 14.5
CONT | 26 | A-3VR-09A | TY1 | AFT PIPE TRUNK(C) | NO.2 BCS I/O CABINET | PR130 | 4 | AFT P/P RM(S) | MOTOR DRIVEN TYPE V/V, BA64VNO.5 BALLAST P/P S.W SUCTION | PR105D | 7 |  |  | 14.5
CONT | 24 | A-2VR-21A | TY1 | FWD PIPE DUCT( C) | NO.1 BCS I/O CABINET | PR030 | 4 | FWD P/P RM(P) | MOTOR DRIVEN TYPE V/V, BA42V NO.4 S.W SUCTION VLAVE | PR055B | 7 |  |  | 14.5
CONT | 23 | A-2VR-11A | TY1 | FWD PIPE DUCT( C) | NO.1 BCS I/O CABINET | PR030 | 4 | FWD P/P RM(P) | MOTOR DRIVEN TYPE V/V, BA43VNO.4 BALLAST P/P S.W SUCTION | PR055B | 7 |  |  | 14.5
CONT | 21 | A-1VR-20A | TY1 | FWD PIPE DUCT( C) | NO.1 BCS I/O CABINET | PR030 | 4 | FWD P/P RM(S) | MOTOR DRIVEN TYPE V/V, BA06VNO.1 S.W SUCTION VLAVE | PR005D | 7 |  |  | 14.5
CONT | 20 | A-1VR-10A | TY1 | FWD PIPE DUCT( C) | NO.1 BCS I/O CABINET | PR030 | 4 | FWD P/P RM(S) | MOTOR DRIVEN TYPE V/V, BA02VNO.1 BALLAST P/P DISCH. LINE | PR015 | 4 |  |  | 14.5
CONT | 20 | A-1VR-09A | TY1 | FWD PIPE DUCT( C) | NO.1 BCS I/O CABINET | PR030 | 4 | FWD P/P RM(S) | MOTOR DRIVEN TYPE V/V, BA07VNO.1 BALLAST P/P S.W SUCTION | PR005D | 7 |  |  | 14.5
COMM | 12 | N-CCTV-03A | CAT6 | BCR | CCTV RACK | TOSCTR | 3 | TOP DK(S) | NO.3 CCTV CAMERA | SF124 | 7 |  |  | 14
LTG | 20 | LD13-06B | MY4 | TW DK(S) | 3WAY ROTARY SW.-W.T | TW125 | 7 | TW DK(S) | 3WAY ROTARY SW.-W.T | TW116 | 7 |  |  | 13.2
CONT | 59 | A-CO-04 | MY4 | CO2 RM(S) | CO2 ALARM RELAY BOX | SF127 | 6 | BCR | CO2 RELEASE CABINET FOR E/G/E RM | TO151 | 5 |  |  | 13.2
CONT | 59 | A-CO-03 | MY4 | CO2 RM(S) | CO2 ALARM RELAY BOX | SF127 | 6 | BCR | CO2 RELEASE CABINET FOR G/E RM | TO151 | 5 |  |  | 13.2
CONT | 28 | A-3VR-27A | MY4 | AFT PIPE TRUNK(C) | NO.2 BCS I/O CABINET | PR130 | 4 | AFT P/P RM(S) | MOTOR DRIVEN TYPE V/V, FS80V NO.3 FIRE G&S P/P DISCH. LINE | PR119 | 3 |  |  | 13.2
CONT | 28 | A-3VR-27 | MYS4 | AFT PIPE TRUNK(C) | NO.2 BCS I/O CABINET | PR130 | 4 | AFT P/P RM(S) | MOTOR DRIVEN TYPE V/V, FS80V NO.3 FIRE G&S P/P DISCH. LINE | PR119 | 3 |  |  | 13.4
CONT | 22 | A-1VR-28A | MY4 | FWD PIPE DUCT( C) | NO.1 BCS I/O CABINET | PR030 | 4 | FWD P/P RM(S) | MOTOR DRIVEN TYPE V/V, FS76V NO.1 FIRE G&S P/P DISCH. LINE | PR019 | 3 |  |  | 13.2
CONT | 22 | A-1VR-28 | MYS4 | FWD PIPE DUCT( C) | NO.1 BCS I/O CABINET | PR030 | 4 | FWD P/P RM(S) | MOTOR DRIVEN TYPE V/V, FS76V NO.1 FIRE G&S P/P DISCH. LINE | PR019 | 3 |  |  | 13.4
CONT | 31 | A-4VR-23 | MY7 | AFT PIPE TRUNK(C) | NO.2 BCS I/O CABINET | PR130 | 4 | AFT P/P RM(P) | MOTOR DRIVEN TYPE V/V, BA101VNO.8 BALLAST S.W SUCT. LINE | PR159 | 9 |  |  | 15.2
CONT | 28 | A-3VR-22 | MY7 | AFT PIPE TRUNK(C) | NO.2 BCS I/O CABINET | PR130 | 4 | AFT P/P RM(S) | MOTOR DRIVEN TYPE V/V, BA65V NO.5 BALLAST S.W SUCT. LINE | PR109 | 11 |  |  | 15.2
CONT | 25 | A-2VR-23 | MY7 | FWD PIPE DUCT( C) | NO.1 BCS I/O CABINET | PR030 | 4 | FWD P/P RM(P) | MOTOR DRIVEN TYPE V/V, BA44V NO.4 BALLAST S.W SUCT. LINE | PR059 | 9 |  |  | 15.2
CONT | 22 | A-1VR-22 | MY7 | FWD PIPE DUCT( C) | NO.1 BCS I/O CABINET | PR030 | 4 | FWD P/P RM(S) | MOTOR DRIVEN TYPE V/V, BA08V NO.1 BALLAST S.W SUCT. LINE | PR009 | 11 |  |  | 15.2
CONT | 43 | A-5LS-01 | MY2 | LV SWBD RM(S) | NO.3 MAMS I/O CABINET | TW185C | 3 | SAFETY DK(S) | NO.1 D.O TK H/LEVEL ALARM FOR GENERATOR | SF122 | 2 |  |  | 12
CONT | 38 | A-DRF-13 | MYS2 | MECH W/S | M-JB-B03 (50T) | TW107 | 10 | SAFETY DK(S) | AMP FOR L.T (AFT DEFLETION & SAGGING/DRAFT (S)) | SF101B | 6 |  |  | 12
POWER | 32 | P-1L-62 | DY2 | LV SWBD RM(S) | LV SWBD AC220V FEEDER PANEL | TWMSA | 4 | LV SWBD RM(S) | NO.3 MAMS I/O CABINET | TW185C | 4 |  |  | 14.8
COMM | 13 | N-CCTV-08 | DY2 | BCR | CCTV RACK | TOSCTR | 3 | LV SWBD RM(S) | NO.8 CCTV CAMERA | TW196 | 5 |  |  | 14.8 | SF142A
LTG | 24 | ELD-16Q | DY2 | TW DK(S) | LTG J/B | TW113 | 10 | TW DK(S) | 3WAY ROTARY SW-W.T | TW104 | 7 |  |  | 14.8
POWER | 108 | P-2F-43D | TY2 | TR RM(P) | AIR COND CONTROL PANEL(PID-05) | TW042 | 10 | SAFETY DK(P) | CONDENSING UNIT J/B(POD-05) | TW079G | 4 |  |  | 15.5
POWER | 108 | P-2F-43C | TY2 | TR RM(P) | AIR COND CONTROL PANEL(PID-05) | TW042 | 10 | SAFETY DK(P) | CONDENSING UNIT J/B(POD-05) | TW079G | 4 |  |  | 15.5
CONT | 30 | A-4VR-20A | TY1 | AFT PIPE TRUNK(C) | NO.2 BCS I/O CABINET | PR130 | 4 | AFT P/P RM(P) | MOTOR DRIVEN TYPE V/V, BA91V NO.7 S.W SUCTION VLAVE | PR155D | 7 |  |  | 14.5
CONT | 30 | A-4VR-12A | TY1 | AFT PIPE TRUNK(C) | NO.2 BCS I/O CABINET | PR130 | 4 | AFT P/P RM(P) | MOTOR DRIVEN TYPE V/V, BA95V NO.8 BALLAST P/P DISCH. LINE | PR170 | 5 |  |  | 14.5
CONT | 29 | A-4VR-09A | TY1 | AFT PIPE TRUNK(C) | NO.2 BCS I/O CABINET | PR130 | 4 | AFT P/P RM(P) | MOTOR DRIVEN TYPE V/V, BA92VNO.7 BALLAST P/P S.W SUCTION | PR155D | 7 |  |  | 14.5
CONT | 27 | A-3VR-14A | TY1 | AFT PIPE TRUNK(C) | NO.2 BCS I/O CABINET | PR130 | 4 | AFT P/P RM(S) | MOTOR DRIVEN TYPE V/V, BA66V NO.6 BALLAST P/P OVER B. LINE | PR120 | 7 |  |  | 14.5
CONT | 24 | A-2VR-20A | TY1 | FWD PIPE DUCT( C) | NO.1 BCS I/O CABINET | PR030 | 4 | FWD P/P RM(P) | MOTOR DRIVEN TYPE V/V, BA34V NO.3 S.W SUCTION VLAVE | PR055D | 7 |  |  | 14.5
CONT | 24 | A-2VR-12A | TY1 | FWD PIPE DUCT( C) | NO.1 BCS I/O CABINET | PR030 | 4 | FWD P/P RM(P) | MOTOR DRIVEN TYPE V/V, BA38V NO.2 BALLAST P/P DISCH. LINE | PR070 | 5 |  |  | 14.5
CONT | 23 | A-2VR-09A | TY1 | FWD PIPE DUCT( C) | NO.1 BCS I/O CABINET | PR030 | 4 | FWD P/P RM(P) | MOTOR DRIVEN TYPE V/V, BA35V NO.3 BALLAST P/P S.W SUCTION | PR055D | 7 |  |  | 14.5
CONT | 21 | A-1VR-14A | TY1 | FWD PIPE DUCT( C) | NO.1 BCS I/O CABINET | PR030 | 4 | FWD P/P RM(S) | MOTOR DRIVEN TYPE V/V, BA09V NO.2 BALLAST P/P OVER B. LINE | PR020 | 7 |  |  | 14.5
POWER | 80 | P-DC-57JB | DY4 | LV SWBD RM(P) | NO.2 DC24V BCDC | TW088A | 3 | AFT PUMP RM / PORT | W.T TYPE BRANCH BOX | PR151 | 6 |  |  | 15.9
FIRE | 16 | FA-143 | FMY2 | FWD_PASSAGE FR.57(P) | MANUAL CALL POINT(W.T) | SF054 | 5 | FWD_PASSAGE FR.46(P) | MANUAL CALL POINT(W.T) | SF042 | 6 |  |  | 12.6
POWER | 93 | P-CT-05D | MY4 | AHU RM(S) | NO.5 CAPATAN STARTER | TW198 | 10 | LV SWBD RM(S) | NO.3 MAMS I/O CABINET | TW185C | 4 |  |  | 13.2
POWER | 92 | P-CT-03D | MY4 | AHU RM(S) | NO.3 CAPATAN STARTER | TW198 | 10 | LV SWBD RM(S) | NO.3 MAMS I/O CABINET | TW185C | 4 |  |  | 13.2
LTG | 13 | LD22-02B | MY4 | SAFETY DK.(P) | 3WAY ROTARY SW.-W.T | SF042 | 7 | SF DK(P) | 3WAY ROTARY SW.-W.T | SF054 | 5 |  |  | 13.2
LTG | 24 | ELD-16H | MY4 | TW DK(S) | 3WAY ROTARY SW-W.T | TW125 | 7 | TW DK(S) | 3WAY ROTARY SW-W.T | TW116 | 8 |  |  | 13.2
CONT | 43 | A-5LS-01A | MY2 | LV SWBD RM(S) | NO.3 MAMS I/O CABINET | TW185C | 3 | SAFETY DK(S) | NO.2 D.O TK H/LEVEL ALARM FOR GENERATOR | SF122 | 3 |  |  | 12
CONT | 41 | A-3PT-06 | TTYS1 | AFT P/P RM(P) | M-JB-A02 | PA156 | 3 | AFT P/P RM(S) | PT FOR NO.3 FIRE & G/S P/P DISCH. PRESS. | PR119 | 5 |  |  | 11
CONT | 41 | A-3PT-05 | TTYS1 | AFT P/P RM(P) | M-JB-A02 | PA156 | 3 | AFT P/P RM(S) | PT FOR NO.3 FIRE & G/S P/P SUC. PRESS. | PR119 | 5 |  |  | 11
CONT | 39 | A-1PT-06 | TTYS1 | FWD P/P RM(P) | M-JB-A01 | PA056 | 3 | FWD P/P RM(S) | PT FOR NO.1 FIRE & G/S P/P DISCH. PRESS. | PR019 | 5 |  |  | 11
CONT | 39 | A-1PT-05 | TTYS1 | FWD P/P RM(P) | M-JB-A01 | PA056 | 3 | FWD P/P RM(S) | PT FOR NO.1 FIRE & G/S P/P SUC. PRESS. | PR019 | 5 |  |  | 11
POWER | 18 | P-1F-01N | MY7 | LV SWBD RM(S) | LV SWBD AC380V F. P. FOR FREQ. CONV. | TWMSC6 | 4 | TR RM(S) | NO.5 LV TR FOR FREQ. CONV. | TW5LVTR1 | 5 |  |  | 15.2
COMM | 12 | N-CCTV-02A | CAT6 | BCR | CCTV RACK | TOSCTR | 3 | TOP DK(S) | NO.2 CCTV CAMERA | SF156 | 5 |  |  | 14
CONT | 30 | A-4VR-16 | MY7 | AFT PIPE TRUNK(C) | NO.2 BCS I/O CABINET | PR130 | 4 | AFT P/P RM(P) | MOTOR DRIVEN TYPE V/V, BA89V NO.7 BALLASTING VALVE | PR159 | 10 |  |  | 15.2
CONT | 24 | A-2VR-16 | MY7 | FWD PIPE DUCT( C) | NO.1 BCS I/O CABINET | PR030 | 4 | FWD P/P RM(P) | MOTOR DRIVEN TYPE V/V, BA32V NO.3 BALLASTING VALVE | PR059 | 10 |  |  | 15.2
POWER | 36 | P-1GS-04M | MY19 | AFT P/P RM(S) | M-JB-A04 | PA105 | 3 | AFT_P/P RM (S) | NO.6 LOCAL IND PANEL | PR105C | 3 |  |  | 22
POWER | 34 | P-1GS-02M | MY19 | FWD P/P RM(S) | M-JB-A03 | PA005 | 3 | FWD P/P RM(S) | NO.2 LOCAL IND PANEL | PR005C | 3 |  |  | 22
POWER | 28 | P-1L-13D | DY2 | TOP DK(S) | J/B FOR LOCAL CONTROL PANEL FORDISTANCE MEASURING | SF112 | 5 | TOP DK(S) | NO.5 LOCAL CONTROL PANEL FOR DISTANCE MEASURING | SF126 | 7 |  |  | 14.8
LTG | 13 | LD22-05B--05D | DY2 | SAFETY DK.(P) | LED LTG_25WX2(FLUSH)&MIRROR) | SF99P | 35 | SF DK(P) | LED LTG_25WX2(FLUSH)&MIRROR) | SF99P | 10 |  |  | 14.8
LTG | 20 | LD13-06C | DY2 | TW DK(S) | 3WAY ROTARY SW.-W.T | TW116 | 7 | TW DK(S) | LED LTG_25WX2(SURFACE) | TW123 | 7 |  |  | 14.8
LTG | 19 | LD12-51 | DY2 | LV SWBD RM(S) | LD-12 PANEL | TW188D | 3 | TW DK(S) | RP(DOUBBLE-N.W.T) | SF137 | 15 |  |  | 14.8
LTG | 22 | ELD-54JB | DY2 | LV SWBD RM(P) | ELD-21 PANEL | TW086F | 3 | TW DK(P) | LTG J/B | TW012 | 6 |  |  | 14.8
LTG | 22 | ELD-53O | DY2 | TW DK(P) | 3WAY ROTARY SW-W.T | TW043 | 6 | TW DK(P) | LED LTG(E)_25WX2(SURFACE) | TW034 | 10 |  |  | 14.8
FIRE | 16 | FA-133 | FMY2 | FWD PIPE DUCT(P) | SMOKE DETECTOR(W.T) | PR062 | 8 | NO.1 VOID(P) | MANUAL CALL POINT(W.T) | TWP59A | 7 |  |  | 12.6
FIRE | 22 | PA-38 | FTY2 | PRAYER RM(S) | SPEAKER (2W-N.W.T) | SF152 | 6 | NO.1 OFFICE(S) | SPEAKER (2W-N.W.T) | SF147 | 6 |  |  | 17
FIRE | 21 | PA-09 | FTY2 | SAFETY DK.(S) | SPEAKER (2W-W.T) | SF175C | 5 | SF DK(S) | SPEAKER (5W-W.T) | SF171 | 5 |  |  | 17
CONT | 29 | A-4VR-10A | TY1 | AFT PIPE TRUNK(C) | NO.2 BCS I/O CABINET | PR130 | 4 | AFT P/P RM(P) | MOTOR DRIVEN TYPE V/V, BA87VNO.7 BALLAST P/P DISCH. LINE | PR165 | 4 |  |  | 14.5
CONT | 23 | A-2VR-10A | TY1 | FWD PIPE DUCT( C) | NO.1 BCS I/O CABINET | PR030 | 4 | FWD P/P RM(P) | MOTOR DRIVEN TYPE V/V, BA30VNO.3 BALLAST P/P DISCH. LINE | PR065 | 4 |  |  | 14.5
POWER | 102 | P-1F-42C | TY2 | LV SWBD RM(S) | AIR COND CONTROL PANEL(PID-07) | TW127 | 10 | SAFETY DK(S) | CONDENSING UNIT J/B(POD-07) | TW135A | 5 |  |  | 15.5
POWER | 102 | P-1F-42B | TY2 | LV SWBD RM(S) | AIR COND CONTROL PANEL(PID-07) | TW127 | 10 | SAFETY DK(S) | CONDENSING UNIT J/B(POD-07) | TW135A | 5 |  |  | 15.5
POWER | 15 | P-DG1-15 | MY7 | GEN. RM | NO.1 G/E CONT PANEL | TW120A | 4 | LV SWBD RM(S) | NO.3 MAMS I/O CABINET | TW185C | 4 |  |  | 15.2
CONT | 31 | A-4VR-22 | MY7 | AFT PIPE TRUNK(C) | NO.2 BCS I/O CABINET | PR130 | 4 | AFT P/P RM(P) | MOTOR DRIVEN TYPE V/V, BA93V NO.7 BALLAST S.W SUCT. LINE | PR159 | 11 |  |  | 15.2
CONT | 24 | A-2VR-22 | MY7 | FWD PIPE DUCT( C) | NO.1 BCS I/O CABINET | PR030 | 4 | FWD P/P RM(P) | MOTOR DRIVEN TYPE V/V, BA36V NO.3 BALLAST S.W SUCT. LINE | PR059 | 11 |  |  | 15.2
POWER | 80 | P-DC-ELEV4 | DY2 | AFT P/P RM STAIRWAY(P) | JUNCTION BOX | TW017 | 5 | ELEV. MACH. RM4 | NO.4 ELEVATOR CONTROL PANEL | PR172 | 15 |  |  | 14.8
LTG | 16 | LD23-50J | DY2 | AFT P/P RM(P) | RP(W.T) | PR179 | 3 | TW DK(P) | RP(W.T) | TWP16A | 5 |  |  | 14.8
LTG | 15 | LD23-04C | DY2 | TW DK(P) | 3WAY FLUSH SW-N.W.T | TW089 | 5 | TW DK(P) | LED LTG_25WX2(FLUSH) | TW031 | 5 |  |  | 14.8
LTG | 13 | LD22-01K | DY2 | SAFETY DK.(P) | LED LTG_25WX2(SURFACE)_LD22-01 | SF060 | 8 | SF DK(P) | PENDANT LED CEILING LTG | SF067B | 6 |  |  | 14.8
LTG | 20 | LD13-01T | DY2 | TW DK(S) | LTG J/B | TW162 | 5 | TW DK(S) | LED LTG_25WX2(SURFACE) | TW180 | 5 |  |  | 14.8
LTG | 22 | ELD-52 | DY2 | LV SWBD RM(P) | ELD-21 PANEL | TW086F | 2 | SF DK(P) | ROTARY SW-W.T | SF011 | 5 |  |  | 14.8
LTG | 24 | ELD-15H | DY2 | TW DK(S) | LTG J/B | TW200 | 6 | TW DK(S) | 3WAY FLUSH SW-N.W.T | TW154 | 7 |  |  | 14.8
CONT | 31 | A-4VR-27A | MY4 | AFT PIPE TRUNK(C) | NO.2 BCS I/O CABINET | PR130 | 4 | AFT P/P RM(P) | MOTOR DRIVEN TYPE V/V, FS82V NO.4 FIRE G&S P/P DISCH. LINE | PR169 | 4 |  |  | 13.2
CONT | 31 | A-4VR-27 | MYS4 | AFT PIPE TRUNK(C) | NO.2 BCS I/O CABINET | PR130 | 4 | AFT P/P RM(P) | MOTOR DRIVEN TYPE V/V, FS82V NO.4 FIRE G&S P/P DISCH. LINE | PR169 | 4 |  |  | 13.4
CONT | 28 | A-3VR-26A | MY4 | AFT PIPE TRUNK(C) | NO.2 BCS I/O CABINET | PR130 | 4 | AFT P/P RM(S) | MOTOR DRIVEN TYPE V/V, FS81V NO.3 FIRE G&S P/P SUCT. LINE | PR119 | 6 |  |  | 13.2
CONT | 28 | A-3VR-26 | MYS4 | AFT PIPE TRUNK(C) | NO.2 BCS I/O CABINET | PR130 | 4 | AFT P/P RM(S) | MOTOR DRIVEN TYPE V/V, FS81V NO.3 FIRE G&S P/P SUCT. LINE | PR119 | 6 |  |  | 13.4
CONT | 25 | A-2VR-28A | MY4 | FWD PIPE DUCT( C) | NO.1 BCS I/O CABINET | PR030 | 4 | FWD P/P RM(P) | MOTOR DRIVEN TYPE V/V, FS78V NO.2 FIRE G&S P/P DISCH. LINE | PR069 | 4 |  |  | 13.2
CONT | 25 | A-2VR-28 | MYS4 | FWD PIPE DUCT( C) | NO.1 BCS I/O CABINET | PR030 | 4 | FWD P/P RM(P) | MOTOR DRIVEN TYPE V/V, FS78V NO.2 FIRE G&S P/P DISCH. LINE | PR069 | 4 |  |  | 13.4
CONT | 22 | A-1VR-27A | MY4 | FWD PIPE DUCT( C) | NO.1 BCS I/O CABINET | PR030 | 4 | FWD P/P RM(S) | MOTOR DRIVEN TYPE V/V, FS77V NO.1 FIRE G&S P/P SUCT. LINE | PR019 | 6 |  |  | 13.2
CONT | 22 | A-1VR-27 | MYS4 | FWD PIPE DUCT( C) | NO.1 BCS I/O CABINET | PR030 | 4 | FWD P/P RM(S) | MOTOR DRIVEN TYPE V/V, FS77V NO.1 FIRE G&S P/P SUCT. LINE | PR019 | 6 |  |  | 13.4
CONT | 30 | A-4VR-14A | TY1 | AFT PIPE TRUNK(C) | NO.2 BCS I/O CABINET | PR130 | 4 | AFT P/P RM(P) | MOTOR DRIVEN TYPE V/V, BA94V NO.8 BALLAST P/P OVER B. LINE | PR170 | 7 |  |  | 14.5
CONT | 24 | A-2VR-14A | TY1 | FWD PIPE DUCT( C) | NO.1 BCS I/O CABINET | PR030 | 4 | FWD P/P RM(P) | MOTOR DRIVEN TYPE V/V, BA37V NO.4 BALLAST P/P OVER B. LINE | PR070 | 7 |  |  | 14.5
POWER | 61 | P-2GS-13 | TY2 | LV SWBD RM(P) | LV SWBD GROUP STARTER PANEL | TWMPD78 | 4 | TOP DK(P) | AFT PUMP RM SUPPLY FAN | SF014A | 5 |  |  | 15.5
LTG | 14 | LD22-50D | DY2 | ELEC. PANEL RM (P) | RP(W.T) | SF028 | 7 | COMPRESSOR RM | RP(W.T) | SF035 | 7 |  |  | 14.8
LTG | 13 | LD22-02C | DY2 | SAFETY DK.(P) | 3WAY ROTARY SW.-W.T | SF054 | 5 | SF DK(P) | LED LTG_25WX2(SURFACE) | SF044 | 8 |  |  | 14.8
LTG | 22 | ELD-51C | DY2 | SAFETY DK.(P) | 3WAY ROTARY SW-W.T | SF054 | 5 | SF DK(P) | LED LTG(E)_25WX2(SURFACE) | SF043 | 6 |  |  | 14.8
CONT | 58 | A-BZ-01 | MY2 | LV SWBD RM(S) | NO.3 MAMS I/O CABINET | TW185C | 3 | BCR | MACH. ALARM BUZZER B.C.C | TOSBCC2 | 6 |  |  | 12 | SF142A,SFS38A
CONT | 58 | A-AL-05 | MY2 | LV SWBD RM(S) | NO.3 MAMS I/O CABINET | TW185C | 3 | BCR | MACH. ALARM LAMP | TOS38A | 5 |  |  | 12 | SF142A,SFS38A
POWER | 35 | P-1GS-03M | MY19 | AFT P/P RM(S) | M-JB-A04 | PA105 | 3 | AFT_P/P RM (S) | NO.5 LOCAL IND PANEL | PR105E | 3 |  |  | 22
POWER | 33 | P-1GS-01M | MY19 | FWD P/P RM(S) | M-JB-A03 | PA005 | 3 | FWD P/P RM(S) | NO.1 LOCAL IND PANEL | PR005E | 3 |  |  | 22
CONT | 27 | A-3VR-13A | TY1 | AFT PIPE TRUNK(C) | NO.2 BCS I/O CABINET | PR130 | 4 | AFT P/P RM(S) | MOTOR DRIVEN TYPE V/V, BA58VNO.5 BALLAST P/P OVER B. LINE | PR115 | 8 |  |  | 14.5
CONT | 21 | A-1VR-13A | TY1 | FWD PIPE DUCT( C) | NO.1 BCS I/O CABINET | PR030 | 4 | FWD P/P RM(S) | MOTOR DRIVEN TYPE V/V, BA01VNO.1 BALLAST P/P OVER B. LINE | PR015 | 8 |  |  | 14.5
CONT | 8 | C-NET-200 | FTTYS2 | BCR | BCC (G/W # 1) | TOSBCC1 | 4 | LV SWBD RM(S) | LV SWBD / SYN. PANEL | TWMSE | 4 |  |  | 18.4
POWER | 15 | P-DG1-04 | MYS4 | LV SWBD RM(S) | LV SWBD NO.1 D/G PANEL | TWMSF | 4 | GEN. RM | NO.1 G/E CONT PANEL | TW120A | 10 |  |  | 13.4 | TWMSFF
POWER | 95 | P-1F-22F | MY4 | SAFETY DK(S) | AIRCON CONTROL PANEL(PID-16) | TW174 | 7 | SAFETY DK(S) | CONDENSING UNIT J/B(POD-16) | SF176 | 10 |  |  | 13.2
CONT | 31 | A-4VR-26A | MY4 | AFT PIPE TRUNK(C) | NO.2 BCS I/O CABINET | PR130 | 4 | AFT P/P RM(P) | MOTOR DRIVEN TYPE V/V, FS83V NO.4 FIRE G&S P/P SUCT. LINE | PR169 | 6 |  |  | 13.2
CONT | 31 | A-4VR-26 | MYS4 | AFT PIPE TRUNK(C) | NO.2 BCS I/O CABINET | PR130 | 4 | AFT P/P RM(P) | MOTOR DRIVEN TYPE V/V, FS83V NO.4 FIRE G&S P/P SUCT. LINE | PR169 | 6 |  |  | 13.4
CONT | 25 | A-2VR-27A | MY4 | FWD PIPE DUCT( C) | NO.1 BCS I/O CABINET | PR030 | 4 | FWD P/P RM(P) | MOTOR DRIVEN TYPE V/V, FS79V NO.2 FIRE G&S P/P SUCT. LINE | PR069 | 6 |  |  | 13.2
CONT | 25 | A-2VR-27 | MYS4 | FWD PIPE DUCT( C) | NO.1 BCS I/O CABINET | PR030 | 4 | FWD P/P RM(P) | MOTOR DRIVEN TYPE V/V, FS79V NO.2 FIRE G&S P/P SUCT. LINE | PR069 | 6 |  |  | 13.4
FIRE | 9 | FL-60 | FMY2 | FWD HYD. UNIT RM(S) | FLASH LIGHT FOR FWD HYD. UNIT RM(S) | TW181 | 5 | FWD P/P RM(S) | FLASH LIGHT FOR FWD P/P RM (S) | PR027 | 3 |  |  | 12.6
COMM | 12 | N-CCTV-10A | CAT6 | BCR | CCTV RACK | TOSCTR | 3 | HV SWBD RM(S) | NO.10 CCTV CAMERA | TW160 | 5 |  |  | 14
CONT | 8 | A-NT-03A | AWM 2PX22AWG | LV SWBD RM(S) | NO.3 MAMS I/O CABINET | TW185C | 5 | AFT PIPE DUCT( C) | CAN BRIDGE BOX | PR130 | 5 |  |  | 11.5
CONT | 8 | A-NT-03 | AWM 2PX22AWG | LV SWBD RM(S) | NO.3 MAMS I/O CABINET | TW185C | 5 | AFT PIPE DUCT( C) | CAN BRIDGE BOX | PR130 | 5 |  |  | 11.5
LTG | 21 | LD13-51F | DY2 | TW DK(S) | RP(W.T) | TW118 | 7 | AFT P/P RM(S) | RP(W.T) | PR108 | 6 |  |  | 14.8
LTG | 24 | ELD-15T | DY2 | TR RM(S) | LED LTG(E)_25WX2(SURFACE) | TW203 | 7 | TR RM(S) | LED LTG(E)_25WX2(SURFACE) | TW147 | 8 |  |  | 14.8
CONT | 27 | A-3VR-21 | MY7 | AFT PIPE TRUNK(C) | NO.2 BCS I/O CABINET | PR130 | 4 | AFT P/P RM(S) | MOTOR DRIVEN TYPE V/V, BA71VNO.6 S.W SUCTION VLAVE | PR105B | 7 |  |  | 15.2
CONT | 21 | A-1VR-21 | MY7 | FWD PIPE DUCT( C) | NO.1 BCS I/O CABINET | PR030 | 4 | FWD P/P RM(S) | MOTOR DRIVEN TYPE V/V, BA14V NO.2 S.W SUCTION VLAVE | PR005B | 7 |  |  | 15.2
FIRE | 22 | PA-36 | FTY2 | FWD P/P RM STAIRWAY(S) | SPEAKER (5W-W.T) | SF161 | 5 | MEETING RM(S) | SPEAKER (2W-N.W.T) | SF154 | 7 |  |  | 17
CONT | 46 | A-5LS-52 | MY2 | LV SWBD RM(P) | NO.1 MAMS I/O CABINET | TW008B | 3 | TW DK(P) | DRAIN TK H/LEVEL ALARM FOR AIR COMP. | TW046 | 12 |  |  | 12
POWER | 56 | P-2GS-03S | MY4 | LV SWBD RM(P) | LV SWBD GROUP STARTER PANEL | TWMPD3 | 4 | AFT P/P RM(P) | NO.7 BALLAST P/P J/B | PR184 | 3 |  |  | 13.2
POWER | 16 | P-DG2-06A | SY120 | TW DK(S) | BATTERY SW FOR NO.2 G/E | TW99S | 4 | TW DK(S) | STARTING MOTOR_ENG SIDE | TW99S | 5 |  |  | 22.2
POWER | 16 | P-DG2-06 | SY120 | TW DK(S) | BATTERY SW FOR NO.2 G/E | TW99S | 4 | TW DK(S) | STARTING MOTOR_ENG SIDE | TW99S | 5 |  |  | 22.2
POWER | 102 | P-1F-43C | TY2 | LV SWBD RM(S) | AIR COND CONTROL PANEL(PID-08) | TW130 | 10 | SAFETY DK(S) | CONDENSING UNIT J/B(POD-08) | TW141 | 5 |  |  | 15.5
POWER | 102 | P-1F-43B | TY2 | LV SWBD RM(S) | AIR COND CONTROL PANEL(PID-08) | TW130 | 10 | SAFETY DK(S) | CONDENSING UNIT J/B(POD-08) | TW141 | 5 |  |  | 15.5
CONT | 26 | A-3VR-11 | MYS7 | AFT PIPE TRUNK(C) | NO.2 BCS I/O CABINET | PR130 | 4 | AFT P/P RM(S) | MOTOR DRIVEN TYPE V/V, BA72V NO.6 BALLAST P/P S.W SUCTION | PR105B | 7 |  |  | 15.4
CONT | 20 | A-1VR-11 | MYS7 | FWD PIPE DUCT( C) | NO.1 BCS I/O CABINET | PR030 | 4 | FWD P/P RM(S) | MOTOR DRIVEN TYPE V/V, BA10VNO.2 BALLAST P/P S.W SUCTION | PR005B | 7 |  |  | 15.4
LTG | 27 | P-DC-56 | DY2 | SAFETY DK.(P) | P-DC-56JB | TW018 | 5 | SF DK(P) | EMCY LTG 24V DC POWER | SF014 | 7 |  |  | 14.8
LTG | 13 | LD22-04I | DY2 | LV SWBD RM(P) | LD-22 PANEL | TW086C | 3 | SF DK(P) | LED LTG_25WX2(SURFACE) | SF009 | 5 |  |  | 14.8
CONT | 30 | A-4VR-13A | TY1 | AFT PIPE TRUNK(C) | NO.2 BCS I/O CABINET | PR130 | 4 | AFT P/P RM(P) | MOTOR DRIVEN TYPE V/V, BA86VNO.7 BALLAST P/P OVER B. LINE | PR165 | 8 |  |  | 14.5
CONT | 28 | A-3VR-25A | TY1 | AFT PIPE TRUNK(C) | NO.2 BCS I/O CABINET | PR130 | 4 | AFT P/P RM(S) | MOTOR DRIVEN TYPE V/V, BA70V NO.6 SW P/P SUCT. LINE | PR102 | 12 |  |  | 14.5
CONT | 28 | A-3VR-24A | TY1 | AFT PIPE TRUNK(C) | NO.2 BCS I/O CABINET | PR130 | 4 | AFT P/P RM(S) | MOTOR DRIVEN TYPE V/V, BA62V NO.5 SW P/P SUCT. LINE | PR102 | 12 |  |  | 14.5
CONT | 24 | A-2VR-13A | TY1 | FWD PIPE DUCT( C) | NO.1 BCS I/O CABINET | PR030 | 4 | FWD P/P RM(P) | MOTOR DRIVEN TYPE V/V, BA29V NO.3 BALLAST P/P OVER B. LINE | PR065 | 8 |  |  | 14.5
CONT | 22 | A-1VR-25A | TY1 | FWD PIPE DUCT( C) | NO.1 BCS I/O CABINET | PR030 | 4 | FWD P/P RM(S) | MOTOR DRIVEN TYPE V/V, BA13V NO.2 SW P/P SUCT. LINE | PR002 | 12 |  |  | 14.5
CONT | 22 | A-1VR-24A | TY1 | FWD PIPE DUCT( C) | NO.1 BCS I/O CABINET | PR030 | 4 | FWD P/P RM(S) | MOTOR DRIVEN TYPE V/V, BA05V NO.1 SW P/P SUCT. LINE | PR002 | 12 |  |  | 14.5
POWER | 30 | P-1L-25 | DY6 | LV SWBD RM(S) | LV SWBD AC220V FEEDER PANEL | TWMSA | 4 | BCR | PUBLIC ADDRESS SYSTEM | TOSADR | 3 |  |  | 17.4 | SF142A
POWER | 28 | P-1L-09 | DY6 | LV SWBD RM(S) | LV SWBD AC220V FEEDER PANEL | TWMSA | 4 | BCR | PUBLIC ADDRESS SYSTEM | TOSADR | 3 |  |  | 17.4 | SF142A
FIRE | 23 | PA-56 | FTY2 | FWD DK STORE(P) | SPEAKER (2W-W.T) | SF067E | 5 | PASSAGE FR.63(P) | SPEAKER (5W-W.T) | SF064 | 8 |  |  | 17
FIRE | 21 | PA-15 | FTY2 | SAFETY DK.(S) | SPEAKER (2W-N.W.T) | SF144 | 10 | ELEC. PANEL RM(S) | SPEAKER (5W-W.T) | SF142A | 7 |  |  | 17
POWER | 15 | P-DG1-03 | DY2 | LV SWBD RM(S) | LV SWBD NO.1 D/G PANEL | TWMSF | 4 | GEN. RM | NO.1 GENERATOR | TW120A | 4 |  |  | 14.8 | TWMSFF
POWER | 80 | P-DC-ELEV2 | DY2 | FWD P/P RM STAIRWAY(P) | JUNCTION BOX | TW065 | 5 | ELEV. MACH. RM2 | NO.2 ELEVATOR CONTROL PANEL | PR072 | 15 |  |  | 14.8 | PA051
POWER | 67 | P-A1-22 | DY2 | LV SWBD RM(P) | A-1 PANEL | TW190C | 3 | CO2 RM(S) | SWITCH | SF127 | 10 |  |  | 14.8 | SFS30A
POWER | 76 | P-1PB-09 | DY2 | LV SWBD RM(S) | NO.1 DC24V BCDC | TW186A | 3 | EMCY GEN. RM(S) | BATTERY CHARGER FOR EM'CY D/G | SF200 | 4 |  |  | 14.8
POWER | 29 | P-1L-19 | DY2 | LV SWBD RM(S) | LV SWBD AC220V FEEDER PANEL | TWMSA | 4 | BCR | NAV & SIG LIGHT CONTROL PANEL PANEL | TO151 | 10 |  |  | 14.8 | SF142A
LTG | 21 | LD13-50G | DY2 | TW DK(S) | RP(W.T) | TW163 | 7 | FWD P/P RM(S) | RP(W.T) | PR008 | 5 |  |  | 14.8
LTG | 18 | LD12-10H--10J | DY2 | CONT. HOUSE | LED LTG_25WX2(FLUSH) | BC099 | 40 | CONT. HOUSE | LED LTG_25WX2(FLUSH) | BC099 | 9 |  |  | 14.8
LTG | 24 | ELD-15C | DY2 | TW DK(S) | LED LTG(E)_25WX2(FLUSH) | TW155 | 7 | TW DK(S) | 3WAY ROTARY SW-W.T | TW173 | 7 |  |  | 14.8
POWER | 104 | P-1F-38D | TY2 | TR RM(S) | AIR COND CONTROL PANEL(PID-09) | TW139 | 15 | TOP DK(S) | CONDENSING UNIT J/B(POD-09) | SF137 | 7 |  |  | 15.5
POWER | 104 | P-1F-38C | TY2 | TR RM(S) | AIR COND CONTROL PANEL(PID-09) | TW139 | 15 | TOP DK(S) | CONDENSING UNIT J/B(POD-09) | SF137 | 7 |  |  | 15.5
CONT | 27 | A-3VR-12 | MYS7 | AFT PIPE TRUNK(C) | NO.2 BCS I/O CABINET | PR130 | 4 | AFT P/P RM(S) | MOTOR DRIVEN TYPE V/V, BA67V NO.6 BALLAST P/P DISCH. LINE | PR120 | 5 |  |  | 15.4
CONT | 21 | A-1VR-12 | MYS7 | FWD PIPE DUCT( C) | NO.1 BCS I/O CABINET | PR030 | 4 | FWD P/P RM(S) | MOTOR DRIVEN TYPE V/V, BA10VNO.2 BALLAST P/P DISCH. LINE | PR020 | 5 |  |  | 15.4
POWER | 75 | P-1PB-04 | DY4 | LV SWBD RM(P) | NO.1 DC24V BCDC | TW186A | 3 | EMCY GEN. RM(S) | EM;CY SWBD | SFESA | 4 |  |  | 15.9
LTG | 11 | LD21-04 | DY4 | COMPRESSOR RM(P) | LD-21 PANEL | SF012 | 3 | SF DK(P) | FLOOD LIGHT 400W FOR INSIDE | SF032 | 10 |  |  | 15.9
LTG | 11 | LD21-02 | DY4 | COMPRESSOR RM(P) | LD-21 PANEL | SF012 | 3 | SF DK(P) | FLOOD LIGHT 250W FOR PASSAGE | SF032 | 10 |  |  | 15.9
POWER | 104 | P-1F-38F | MY4 | TR RM(S) | AIR COND CONTROL PANEL(PID-09) | TW139 | 15 | LV SWBD RM(S) | NO.3 MAMS I/O CABINET | TW185C | 4 |  |  | 13.2
POWER | 61 | P-2GS-13B | MY7 | LV SWBD RM(P) | LV SWBD GROUP STARTER PANEL | TWMPD78 |  | TOP DK(P) | R.P.R | SF013 | 5 |  |  | 15.2
CONT | 30 | A-4VR-21 | MY7 | AFT PIPE TRUNK(C) | NO.2 BCS I/O CABINET | PR130 | 4 | AFT P/P RM(P) | MOTOR DRIVEN TYPE V/V, BA99V NO.8 S.W SUCTION VLAVE | PR155B | 7 |  |  | 15.2
CONT | 27 | A-3VR-20 | MY7 | AFT PIPE TRUNK(C) | NO.2 BCS I/O CABINET | PR130 | 4 | AFT P/P RM(S) | MOTOR DRIVEN TYPE V/V, BA63VNO.5 S.W SUCTION VLAVE | PR105D | 7 |  |  | 15.2
CONT | 24 | A-2VR-21 | MY7 | FWD PIPE DUCT( C) | NO.1 BCS I/O CABINET | PR030 | 4 | FWD P/P RM(P) | MOTOR DRIVEN TYPE V/V, BA42V NO.4 S.W SUCTION VLAVE | PR055B | 7 |  |  | 15.2
CONT | 21 | A-1VR-20 | MY7 | FWD PIPE DUCT( C) | NO.1 BCS I/O CABINET | PR030 | 4 | FWD P/P RM(S) | MOTOR DRIVEN TYPE V/V, BA06VNO.1 S.W SUCTION VLAVE | PR005D | 7 |  |  | 15.2
POWER | 31 | P-1L-54 | TY16 | LV SWBD RM(S) | LV SWBD AC220V FEEDER PANEL | TWMSA | 4 | SAFETY DK(S) | LIGHTING PANEL FOR SUB-CONTRACTOR(LSD-15) | TW135A | 5 |  |  | 23.2
POWER | 51 | P-2L-23 | DY2 | LV SWBD RM(P) | LV SWBD (P) / AC220V FEEDER PANEL | TWMPE | 4 | TW DK(P) | CUTTING MACH(0.75KW) | TW010 | 8 |  |  | 14.8
POWER | 57 | P-2GS-04E | DY2 | LV SWBD RM(P) | LV SWBD GROUP STARTER PANEL | TWMPD4 | 4 | AFT P/P RM(P) | NO.8 LOCAL IND PANEL | PR155C | 3 |  |  | 14.8 | TWMPD4F
COMM | 13 | N-CCTV-09 | DY2 | BCR | CCTV RACK | TOSCTR | 3 | TR RM(S) | NO.9 CCTV CAMERA | TW146 | 5 |  |  | 14.8 | SF142A
COMM | 12 | N-CCTV-06 | DY2 | BCR | CCTV RACK | TOSCTR | 3 | GEN. RM | NO.6 CCTV CAMERA | TWS29A | 5 |  |  | 14.8 | TW128B
LTG | 23 | ELD-58 | DY2 | LV SWBD RM(P) | ELD-21 PANEL | TW086F | 2 | AFT P/P RM(P) | LED LTG(E)_25WX2(SURFACE) | PR167 | 5 |  |  | 14.8
CONT | 44 | A-3LS-01 | MY2 | AFT P/P RM(P) | M-JB-A02 | PA156 | 3 | AFT P/P RM(S) | AFT P/P RM (S) BILGE LEVEL HIGH | PR128 | 12 |  |  | 12
CONT | 43 | A-1LS-01 | MY2 | FWD P/P RM(P) | M-JB-A01 | PA056 | 3 | FWD P/P RM(S) | FWD P/P RM (S) BILGE LEVEL HIGH | PR028 | 12 |  |  | 12
POWER | 94 | P-CT-08D | MY4 | AFT DK STORE(P) | NO.8 CAPATAN STARTER | SF003E | 3 | LV SWBD RM(P) | NO.2 MAMS I/O CABINET | TW087A | 3 |  |  | 13.2
CONT | 31 | A-4VR-25A | TY1 | AFT PIPE TRUNK(C) | NO.2 BCS I/O CABINET | PR130 | 4 | AFT P/P RM(P) | MOTOR DRIVEN TYPE V/V, BA98V NO.8 SW P/P SUCT. LINE | PR152 | 12 |  |  | 14.5
CONT | 31 | A-4VR-24A | TY1 | AFT PIPE TRUNK(C) | NO.2 BCS I/O CABINET | PR130 | 4 | AFT P/P RM(P) | MOTOR DRIVEN TYPE V/V, BA90V NO.7 SW P/P SUCT. LINE | PR152 | 12 |  |  | 14.5
CONT | 25 | A-2VR-26A | TY1 | FWD PIPE DUCT( C) | NO.1 BCS I/O CABINET | PR030 | 4 | FWD P/P RM(P) | MOTOR DRIVEN TYPE V/V, BA41V NO.4 SW P/P SUCT. LINE | PR052 | 12 |  |  | 14.5
CONT | 25 | A-2VR-25A | TY1 | FWD PIPE DUCT( C) | NO.1 BCS I/O CABINET | PR030 | 4 | FWD P/P RM(P) | MOTOR DRIVEN TYPE V/V, BA33V NO.3 SW P/P SUCT. LINE | PR052 | 12 |  |  | 14.5
CONT | 29 | A-4VR-11 | MYS7 | AFT PIPE TRUNK(C) | NO.2 BCS I/O CABINET | PR130 | 4 | AFT P/P RM(P) | MOTOR DRIVEN TYPE V/V, BA100V NO.8 BALLAST P/P S.W SUCTION | PR155B | 7 |  |  | 15.4
CONT | 26 | A-3VR-10 | MYS7 | AFT PIPE TRUNK(C) | NO.2 BCS I/O CABINET | PR130 | 4 | AFT P/P RM(S) | MOTOR DRIVEN TYPE V/V, BA59V NO.5 BALLAST P/P DISCH. LINE | PR115 | 4 |  |  | 15.4
CONT | 26 | A-3VR-09 | MYS7 | AFT PIPE TRUNK(C) | NO.2 BCS I/O CABINET | PR130 | 4 | AFT P/P RM(S) | MOTOR DRIVEN TYPE V/V, BA64VNO.5 BALLAST P/P S.W SUCTION | PR105D | 7 |  |  | 15.4
CONT | 23 | A-2VR-11 | MYS7 | FWD PIPE DUCT( C) | NO.1 BCS I/O CABINET | PR030 | 4 | FWD P/P RM(P) | MOTOR DRIVEN TYPE V/V, BA43VNO.4 BALLAST P/P S.W SUCTION | PR055B | 7 |  |  | 15.4
CONT | 20 | A-1VR-10 | MYS7 | FWD PIPE DUCT( C) | NO.1 BCS I/O CABINET | PR030 | 4 | FWD P/P RM(S) | MOTOR DRIVEN TYPE V/V, BA02VNO.1 BALLAST P/P DISCH. LINE | PR015 | 4 |  |  | 15.4
CONT | 20 | A-1VR-09 | MYS7 | FWD PIPE DUCT( C) | NO.1 BCS I/O CABINET | PR030 | 4 | FWD P/P RM(S) | MOTOR DRIVEN TYPE V/V, BA07VNO.1 BALLAST P/P S.W SUCTION | PR005D | 7 |  |  | 15.4
FIRE | 9 | FL-50 | FMY2 | BCR | NO.1 FIRE DETECTION RELAY UNIT | TOS39A | 3 | FWD PASSAGE FR.52(S) | FLASH LIGHT FOR PASSAGE (FWD) | SF153 | 3 |  |  | 12.6
POWER | 91 | P-CT-02C | MY12 | FWD DK STORE(P) | NO.2 CAPATAN STARTER | SF067D | 2 | TOP DK(P) | R.P.B | SF065 | 10 |  |  | 19
CONT | 30 | A-4VR-20 | MY7 | AFT PIPE TRUNK(C) | NO.2 BCS I/O CABINET | PR130 | 4 | AFT P/P RM(P) | MOTOR DRIVEN TYPE V/V, BA91V NO.7 S.W SUCTION VLAVE | PR155D | 7 |  |  | 15.2
CONT | 27 | A-3VR-14 | MY7 | AFT PIPE TRUNK(C) | NO.2 BCS I/O CABINET | PR130 | 4 | AFT P/P RM(S) | MOTOR DRIVEN TYPE V/V, BA66V NO.6 BALLAST P/P OVER B. LINE | PR120 | 7 |  |  | 15.2
CONT | 24 | A-2VR-20 | MY7 | FWD PIPE DUCT( C) | NO.1 BCS I/O CABINET | PR030 | 4 | FWD P/P RM(P) | MOTOR DRIVEN TYPE V/V, BA34V NO.3 S.W SUCTION VLAVE | PR055D | 7 |  |  | 15.2
CONT | 21 | A-1VR-14 | MY7 | FWD PIPE DUCT( C) | NO.1 BCS I/O CABINET | PR030 | 4 | FWD P/P RM(S) | MOTOR DRIVEN TYPE V/V, BA09V NO.2 BALLAST P/P OVER B. LINE | PR020 | 7 |  |  | 15.2
CONT | 8 | A-NT-05 | CAT6 | BCR | BCC(HUB) | TOSBCC1 | 5 | NO.1 OFFICE(S) | NOTE BOOK | TW206 | 5 |  |  | 14 | TW150
CONT | 8 | A-NT-02A | CAT6 | BCR | BCC(HUB) | TOSBCC1 | 5 | NO.1 OFFICE(S) | NO.2 MAMS WORK STATION | TW206 | 5 |  |  | 14 | TW150
CONT | 8 | A-NT-02 | CAT6 | BCR | BCC(HUB) | TOSBCC1 | 5 | NO.1 OFFICE(S) | NO.2 MAMS WORK STATION | TW206 | 5 |  |  | 14 | TW150
POWER | 53 | P-2L-90 | MY19 | LV SWBD RM(P) | LV SWBD (P) / AC220V FEEDER PANEL | TWMPE | 4 | LV SWBD RM(P) | NO.2 MAMS I/O CABINET | TW087A | 3 |  |  | 22
POWER | 75 | P-1PB-90 | MY19 | LV SWBD RM(S) | NO.1 DC24V BCDC | TW186A | 3 | LV SWBD RM(S) | NO.3 MAMS I/O CABINET | TW185C | 4 |  |  | 22
POWER | 96 | P-1F-45E | MY19 | SAFETY DK(S) | AIRCON CONTROL PANEL(PID-06) | TW101B | 5 | SAFETY DK(S) | CONDENSING UNIT J/B(POD-06) | TW101C | 5 |  |  | 22
POWER | 77 | P-DC-ELEV1 | DY2 | FWD P/P RM STAIRWAY(S) | JUNCTIONBOX | SF162 | 5 | ELEV. MACH. RM1 | NO.1 ELEVATOR CONTROL PANEL | PR022 | 15 |  |  | 14.8
LTG | 24 | ELD-13I | DY2 | SAFETY DK.(S) | LTG J/B | SF114A | 10 | SF DK(S) | EX-PROOF INCANDESCENT LIGHT) | SF128 | 5 |  |  | 14.8
POWER | 57 | P-2GS-04Q | TY1 | LV SWBD RM(P) | LV SWBD GROUP STARTER PANEL | TWMPD4 | 4 | AFT P/P RM(P) | VACCUM P/P | PR182 | 4 |  |  | 14.5
POWER | 56 | P-2GS-03C | MYS19 | AFT P/P RM(P) | NO.7 BALLAST P/P | PR184 | 3 | AFT P/P RM(P) | M-JB-A02 | PA156 | 3 |  |  | 22.2
POWER | 54 | P-2GS-01C | MYS19 | FWD P/P RM(P) | NO.3 BALLAST P/P | PR084 | 3 | FWD P/P RM(P) | M-JB-A01 | PA056 | 3 |  |  | 22.2
POWER | 96 | P-1F-45C | TY10 | SAFETY DK(S) | AIRCON CONTROL PANEL(PID-06) | TW101B | 5 | SAFETY DK(S) | CONDENSING UNIT J/B(POD-06) | TW101C | 5 |  |  | 20.7
COMM | 10 | C-SPT-02 | MYS19 | LV SWBD RM(S) | SPT-1 CONNECTION BOX | TW190B | 3 | LV SWBD RM(S) | S.P.T FOR LV SWBD(S) | TW133A | 6 |  |  | 22.2
POWER | 103 | P-1F-37B | TY2 | HV SWBD RM(S) | AIR COND CONTROL PANEL(PID-14) | TW158A | 10 | SAFETY DK(S) | CONDENSING UNIT J/B(POD-14) | TW208 | 9 |  |  | 15.5
POWER | 103 | P-1F-37A | TY2 | HV SWBD RM(S) | AIR COND CONTROL PANEL(PID-14) | TW158A | 10 | SAFETY DK(S) | CONDENSING UNIT J/B(POD-14) | TW208 | 9 |  |  | 15.5
FIRE | 8 | FC-54 | FTTYS2 | BCR | NO.1 T2000 CONTROL UNIT | TOS39A | 4 | NO.1 OFFICE(S) | NO.1 FIRE DETETION REPEATER PANEL | SF148 | 6 |  |  | 18.4
CONT | 30 | A-4VR-12 | MYS7 | AFT PIPE TRUNK(C) | NO.2 BCS I/O CABINET | PR130 | 4 | AFT P/P RM(P) | MOTOR DRIVEN TYPE V/V, BA95V NO.8 BALLAST P/P DISCH. LINE | PR170 | 5 |  |  | 15.4
CONT | 29 | A-4VR-09 | MYS7 | AFT PIPE TRUNK(C) | NO.2 BCS I/O CABINET | PR130 | 4 | AFT P/P RM(P) | MOTOR DRIVEN TYPE V/V, BA92VNO.7 BALLAST P/P S.W SUCTION | PR155D | 7 |  |  | 15.4
CONT | 24 | A-2VR-12 | MYS7 | FWD PIPE DUCT( C) | NO.1 BCS I/O CABINET | PR030 | 4 | FWD P/P RM(P) | MOTOR DRIVEN TYPE V/V, BA38V NO.2 BALLAST P/P DISCH. LINE | PR070 | 5 |  |  | 15.4
CONT | 23 | A-2VR-09 | MYS7 | FWD PIPE DUCT( C) | NO.1 BCS I/O CABINET | PR030 | 4 | FWD P/P RM(P) | MOTOR DRIVEN TYPE V/V, BA35V NO.3 BALLAST P/P S.W SUCTION | PR055D | 7 |  |  | 15.4
POWER | 98 | P-2MG-02 | TY6 | AFT P/P RM(P) | AFT ICAF CONTROL PANEL | PR178 | 3 | AFT P/P RM(P) | J/B | PR152 | 10 |  |  | 18.3
POWER | 97 | P-1MG-02 | TY6 | FWD P/P RM(P) | FWD ICAF CONTROL PANEL | PR078 | 3 | FWD P/P RM(P) | J/B | PR052 | 10 |  |  | 18.3
FIRE | 23 | PA-71 | FTY2 | NO.3 VOID(P) | SPEAKER (5W-W.T) | TW050A | 6 | NO.2 VOID(P) | SPEAKER (5W-W.T) | TW056 | 6 |  |  | 17
FIRE | 21 | PA-12 | FTY2 | SAFETY DK.(S) | SPEAKER (2W-W.T) | SF167 | 7 | SF DK(S) | SPEAKER (2W-W.T) | SF158 | 7 |  |  | 17
LTG | 21 | LD13-RC | MY7 | TW DK(S) | LD-13 PANEL | TW188C | 3 | TW DK(S) | REMOTE CONTROL PANEL | TOSBCC2 | 5 |  |  | 15.2
POWER | 16 | P-DG2-04 | MYS4 | LV SWBD RM(S) | LV SWBD NO.2 D/G PANEL | TWMSD | 4 | GEN. RM | NO.2 G/E CONT PANEL | TW119A | 9 |  |  | 13.4 | TWMSDF
POWER | 56 | P-2GS-03E | DY2 | LV SWBD RM(P) | LV SWBD GROUP STARTER PANEL | TWMPD3 | 4 | AFT P/P RM(P) | NO.7 LOCAL IND PANEL | PR155E | 3 |  |  | 14.8 | TWMPD3F
LTG | 16 | LD23-07 | DY2 | LV SWBD RM(P) | LD-23 PANEL | TW086E | 2 | AFT P/P RM(P) | LED LTG_25WX2(SURFACE) | PR155E | 7 |  |  | 14.8
CONT | 49 | A-AL-03 | MY2 | AFT P/P RM(P) | M-JB-A02 | PA156 | 3 | AFT P/P RM(S) | MACH. ALARM LAMP | PR118 | 5 |  |  | 12
CONT | 45 | A-AL-01 | MY2 | FWD P/P RM(P) | M-JB-A01 | PA056 | 3 | FWD P/P RM(S) | MACH. ALARM LAMP | PR018 | 5 |  |  | 12
CONT | 44 | A-6LS-01A | MY2 | AFT P/P RM (P) | M-JB-A02 | PA156 | 3 | AFT P/P RM (S) | NO.3 SLOP TK LEVEL HIGH | PR123 | 10 |  |  | 12
POWER | 91 | P-CT-01C | MY12 | FWD DK STORE(S) | NO.1 CAPATAN STARTER | SF175D | 2 | TOP DK(S) | RPB FOR CAPSTAN | SF171 | 10 |  |  | 19
POWER | 107 | P-2F-42E | MY12 | TR RM(P) | AIR COND CONTROL PANEL(PID-04) | TW039 | 12 | SAFETY DK(P) | CONDENSING UNIT J/B(POD-04) | TW079F | 3 |  |  | 19
CONT | 29 | A-4VR-10 | MYS7 | AFT PIPE TRUNK(C) | NO.2 BCS I/O CABINET | PR130 | 4 | AFT P/P RM(P) | MOTOR DRIVEN TYPE V/V, BA87VNO.7 BALLAST P/P DISCH. LINE | PR165 | 4 |  |  | 15.4
CONT | 23 | A-2VR-10 | MYS7 | FWD PIPE DUCT( C) | NO.1 BCS I/O CABINET | PR030 | 4 | FWD P/P RM(P) | MOTOR DRIVEN TYPE V/V, BA30VNO.3 BALLAST P/P DISCH. LINE | PR065 | 4 |  |  | 15.4
POWER | 90 | P-CW-03D | MY4 | AFT P/P RM STAIRWAY(S) | NO.3 CABLE COLL;G WINCH STARTER | TW113 | 8 | LV SWBD RM(S) | NO.3 MAMS I/O CABINET | TW185C | 4 |  |  | 13.2
POWER | 32 | P-1L-60 | DY4 | LV SWBD RM(S) | LV SWBD AC220V FEEDER PANEL | TWMSA | 4 | LV SWBD RM(S) | BALLAST CONTROL CENTER | TW185B | 3 |  |  | 15.9 | TWMSAF
LTG | 12 | LD11-02 | DY4 | BCR | LD-11 PANEL | TOSBCC1 | 5 | TOP DK(S) | FLOOD LIGHT 250W FOR PASSAGE | SF133 | 10 |  |  | 15.9
FIRE | 10 | FA-49 | FMY2 | FWD PIPE DUCT(S) | MANUAL CALL POINT(W.T) | PR013 | 5 | TW_DK(S) NO.1 STP RM | MANUAL CALL POINT(W.T) | TWS57A | 5 |  |  | 12.6
FIRE | 16 | FA-138 | FMY2 | FWD_HYD. UNIT RM(P) | SMOKE DETECTOR(W.T) | TW076 | 5 | FWD_DK STORE(P) | SMOKE DETECTOR(W.T) | SF067B | 5 |  |  | 12.6
CONT | 30 | A-4VR-14 | MY7 | AFT PIPE TRUNK(C) | NO.2 BCS I/O CABINET | PR130 | 4 | AFT P/P RM(P) | MOTOR DRIVEN TYPE V/V, BA94V NO.8 BALLAST P/P OVER B. LINE | PR170 | 7 |  |  | 15.2
CONT | 24 | A-2VR-14 | MY7 | FWD PIPE DUCT( C) | NO.1 BCS I/O CABINET | PR030 | 4 | FWD P/P RM(P) | MOTOR DRIVEN TYPE V/V, BA37V NO.4 BALLAST P/P OVER B. LINE | PR070 | 7 |  |  | 15.2
CONT | 60 | A-DM-08 | CAT6 | BCR | NO.6 LOCAL CONTROL PANEL | SF023 | 7 | TOP DECK (P) | NO.8 LOCAL CONTROL PANEL | SF001 | 6 |  |  | 14
POWER | 107 | P-2F-42B | TY6 | TR RM(P) | AIR COND CONTROL PANEL(PID-04) | TW039 | 12 | SAFETY DK(P) | CONDENSING UNIT J/B(POD-04) | TW079F | 3 |  |  | 18.3
POWER | 107 | P-2F-42A | TY6 | TR RM(P) | AIR COND CONTROL PANEL(PID-04) | TW039 | 12 | SAFETY DK(P) | CONDENSING UNIT J/B(POD-04) | TW079F | 3 |  |  | 18.3
POWER | 107 | P-2F-42F | MY4 | TR RM(P) | AIR COND CONTROL PANEL(PID-04) | TW039 | 11 | LV SWBD RM(P) | NO.2 MAMS I/O CABINET | TW087A | 5 |  |  | 13.2
POWER | 42 | P-2F-97 | MYS19 | LV SWBD RM(P) | LV SWBD (P) / INCOMING PANEL | TWMPA | 4 | LV SWBD RM(P) | NO.1 MAMS I/O CABINET | TW008B | 3 |  |  | 22.2
CONT | 8 | C-NET-700 | FTTYS2 | BCR | BCC (G/W # 1) | TOSBCC1 | 4 | EMCY GEN. RM(S) | EM'CY GENERATOR PANEL | SF200 | 5 |  |  | 18.4
FIRE | 11 | FA-TM | FMY2 | AFT P/P RM PIPE TRUNK(S) | MANUAL CALL POINT(W.T) | PR113 | 5 | MECH. W/S | TIMER | TWS16A | 6 |  |  | 12.6
LTG | 24 | ELD-13G | DY2 | SAFETY DK.(S) | LTG J/B | SF114A | 10 | SF DK(S) | ROTARY SW-W.T | SF104 | 8 |  |  | 14.8
POWER | 14 | P-1F-051 | MY12 | LV SWBD RM(S) | BUS-TIE PANEL | TWMSE | 4 | LV SWBD RM(S) | NO.3 MAMS I/O CABINET | TW185C | 4 |  |  | 19
COMM | 16 | N-STS-03 | MYS2 | ESC RM | SHORE TELEPHONE J.B | SF182 | 5 | MEETING RM(S) | SHORE TELEPHONE RECEPTACLE | SF156 | 6 |  |  | 12
CONT | 59 | A-CO-09 | MY12 | CO2 RM(S) | CO2 ALARM RELAY BOX | TW122 | 7 | LV SWBD RM(S) | NO.3 MAMS I/O CABINET | TW185C | 3 |  |  | 19
CONT | 27 | A-3VR-13 | MY7 | AFT PIPE TRUNK(C) | NO.2 BCS I/O CABINET | PR130 | 4 | AFT P/P RM(S) | MOTOR DRIVEN TYPE V/V, BA58VNO.5 BALLAST P/P OVER B. LINE | PR115 | 8 |  |  | 15.2
CONT | 21 | A-1VR-13 | MY7 | FWD PIPE DUCT( C) | NO.1 BCS I/O CABINET | PR030 | 4 | FWD P/P RM(S) | MOTOR DRIVEN TYPE V/V, BA01VNO.1 BALLAST P/P OVER B. LINE | PR015 | 8 |  |  | 15.2
FIRE | 23 | PA-66 | FTY2 | AFT P/P RM PIPE DUCT(P) | SPEAKER (10W-W.T) | PR113 | 4 | AFT P/P RM(P) | SPEAKER (10W-W.T) | PR177 | 3 |  |  | 17
FIRE | 22 | PA-40 | FTY2 | CHANING RM(S) | SPEAKER (2W-N.W.T) | SF137 | 7 | EMCY GEN. RM(S) | SPEAKER (5W-W.T) | SF130 | 7 |  |  | 17
FIRE | 14 | FC-04 | FTTYS2 | BCR | NO.2 FIRE DETECTION RELAY UNIT | TOS38A | 4 | NO.1 OFFICE(S) | NO.1 FIRE DETETION REPEATER PANEL | SF148 | 6 |  |  | 18.4
CONT | 8 | C-NET-400 | FTTYS2 | BCR | BCC (G/W # 2) | TOSBCC1 | 4 | LV SWBD RM(S) | LV SWBD (S) / NO.2 PMS | TWMSD | 4 |  |  | 18.4 | SF142A,SFS38A
POWER | 51 | P-2L-22 | DY2 | LV SWBD RM(P) | LV SWBD (P) / AC220V FEEDER PANEL | TWMPE | 4 | TW DK(P) | DRILLING MACH(0.75KW) | TW009 | 10 |  |  | 14.8
POWER | 50 | P-2L-21 | DY2 | LV SWBD RM(P) | LV SWBD (P) / AC220V FEEDER PANEL | TWMPE | 4 | TW DK(P) | BENCH GRINDER(0.75KW) | TW009 | 10 |  |  | 14.8
POWER | 28 | P-1L-13E | DY2 | TOP DK(S) | J/B FOR LOCAL CONTROL PANEL FORDISTANCE MEASURING | SF112 | 5 | TOP DK(S) | NO.7 LOCAL CONTROL PANEL FOR DISTANCE MEASURING | SF101A | 5 |  |  | 14.8
CONT | 44 | A-5LS-01C | MY2 | FWD P/P RM(P) | M-JB-A01 | PA056 | 3 | FWD PIPE DUCT(S) | NO.1 SLOP TK LEVEL HIGH | PR018 | 10 |  |  | 12
CONT | 47 | A-1PS-02 | MY2 | LV SWBD RM (P) | NO.2 MAMS I/O CABINET | TW087A | 3 | AIR COMP. RM | NO.2 AIR RESERVIOR TK LOW PRESS. ALARM | TW047 | 3 |  |  | 12
CONT | 61 | A-SP-12 | MY12 | LV SWBD RM(P) | NO.2 MAMS I/O CABINET | TW087A | 3 | LV SWBD RM(P) | LV SWBD (P) | TWMPA | 4 |  |  | 19
COMM | 12 | N-CCTV-07A | CAT6 | BCR | CCTV RACK | TOSCTR | 3 | GEN. RM | NO.7 CCTV CAMERA | TW116 | 6 |  |  | 14 | TW128B
CONT | 60 | A-DM-04 | CAT6 | TOP DECK (S) | NO.5 LOCAL CONTROL PANEL | SF126 | 7 | TOP DECK (S) | NO.7 LOCAL CONTROL PANEL | SF101A | 5 |  |  | 14
POWER | 16 | P-DG2-03 | DY2 | LV SWBD RM(S) | LV SWBD NO.2 D/G PANEL | TWMSD | 4 | GEN. RM | NO.2 GENERATOR | TW119A | 4 |  |  | 14.8 | TWMSDF
POWER | 77 | P-DC-ELEV3 | DY2 | AFT P/P RM STAIRWAY(S) | JUNCTIONBOX | SF112 | 5 | ELEV. MACH. RM3 | NO.3 ELEVATOR CONTROL PANEL | PR122 | 15 |  |  | 14.8
LTG | 18 | LD12-10F | DY2 | TOP DK.(S) | LTG J/B | TO151 | 20 | TOP DK(S) | LED LTG_25WX2(FLUSH) | TO157 | 25 |  |  | 14.8
POWER | 45 | P-2F-21 | TY2 | LV SWBD RM(P) | LV SWBD (P) / AC380V FEEDER PANEL | TWMPC3 | 4 | AFT P/P RM ENT(S) | NO.4 CABLE COLLECTING WINCH (P) STARTER | SF016 | 3 |  |  | 15.5
POWER | 58 | P-2GS-06H | TY1 | LV SWBD RM(P) | LV SWBD GROUP STARTER PANEL | TWMPD56 | 4 | AFT P/P RM(P) | VACCUM P/P | PR169 | 4 |  |  | 14.5
POWER | 56 | P-2GS-03Q | TY1 | LV SWBD RM(P) | LV SWBD GROUP STARTER PANEL | TWMPD3 | 4 | AFT P/P RM(P) | VACCUM P/P | PR184 | 4 |  |  | 14.5
CONT | 60 | A-DM-09 | MY4 | BCR | DISTANCE MEASURINGPLC UNIT | TOSBCC1 | 5 | LV SWBD RM(S) | NO.3 MAMS I/O CABINET | TW185C | 3 |  |  | 13.2 | SF142A,SFS38A
FIRE | 23 | PA-EL04 | FTY2 | AFT P/P RM(P) | SPEAKER (10W-W.T) | PR177 | 3 | ELEV. MACH. RM4 | ELEV. CP4_SPEAK | PR172 | 17 |  |  | 17
FIRE | 23 | PA-EL02 | FTY2 | FWD P/P RM(P) | SPEAKER (10W-W.T) | PR077 | 3 | ELEV. MACH. RM2 | ELEV. CP2_SPEAK | PR072 | 17 |  |  | 17
FIRE | 21 | PA-25 | FTY2 | ELEV. MACH. RM3 | ELEV. CP3_SPEAK | PR122 | 17 | AFT P/P RM(S) | SPEAKER (10W-W.T) | PR127 | 3 |  |  | 17
POWER | 15 | P-DG1-02 | MY7 | LV SWBD RM(S) | LV SWBD NO.1 D/G PANEL | TWMSF | 4 | GEN. RM | NO.1 GENERATOR | TW120A | 4 |  |  | 15.2 | TWMSFF
CONT | 30 | A-4VR-13 | MY7 | AFT PIPE TRUNK(C) | NO.2 BCS I/O CABINET | PR130 | 4 | AFT P/P RM(P) | MOTOR DRIVEN TYPE V/V, BA86VNO.7 BALLAST P/P OVER B. LINE | PR165 | 8 |  |  | 15.2
CONT | 28 | A-3VR-25 | MY7 | AFT PIPE TRUNK(C) | NO.2 BCS I/O CABINET | PR130 | 4 | AFT P/P RM(S) | MOTOR DRIVEN TYPE V/V, BA70V NO.6 SW P/P SUCT. LINE | PR102 | 12 |  |  | 15.2
CONT | 28 | A-3VR-24 | MY7 | AFT PIPE TRUNK(C) | NO.2 BCS I/O CABINET | PR130 | 4 | AFT P/P RM(S) | MOTOR DRIVEN TYPE V/V, BA62V NO.5 SW P/P SUCT. LINE | PR102 | 12 |  |  | 15.2
CONT | 24 | A-2VR-13 | MY7 | FWD PIPE DUCT( C) | NO.1 BCS I/O CABINET | PR030 | 4 | FWD P/P RM(P) | MOTOR DRIVEN TYPE V/V, BA29V NO.3 BALLAST P/P OVER B. LINE | PR065 | 8 |  |  | 15.2
CONT | 22 | A-1VR-25 | MY7 | FWD PIPE DUCT( C) | NO.1 BCS I/O CABINET | PR030 | 4 | FWD P/P RM(S) | MOTOR DRIVEN TYPE V/V, BA13V NO.2 SW P/P SUCT. LINE | PR002 | 12 |  |  | 15.2
CONT | 22 | A-1VR-24 | MY7 | FWD PIPE DUCT( C) | NO.1 BCS I/O CABINET | PR030 | 4 | FWD P/P RM(S) | MOTOR DRIVEN TYPE V/V, BA05V NO.1 SW P/P SUCT. LINE | PR002 | 12 |  |  | 15.2
CONT | 36 | A-DRF-03 | MYS2 | TW DK(P) NO.2 VOID | M-JB-B02 (50T) | TW058 | 6 | SAFETY DK(P) | AMP FOR L.T (FWD DEFLETION & SAGGING/DRAFT (P)) | SF071 | 15 |  |  | 12
CONT | 36 | A-DRF-02 | MYS2 | TW DK(P) NO.2 VOID | M-JB-B02 (50T) | TW058 | 6 | SAFETY DK(P) | AMP FOR L.T (FWD DEFLETION & SAGGING (C)) | SF071 | 15 |  |  | 12
LTG | 13 | LD22-05 | DY2 | LV SWBD RM(P) | LD-22 PANEL | TW086C | 3 | TW DK(P) | LTG J/B | SF007 | 5 |  |  | 14.8
LTG | 18 | LD12-10 | DY2 | LV SWBD RM(S) | LD-12 PANEL | TW188D | 3 | TOP DK(S) | LTG J/B | TO151 | 20 |  |  | 14.8
LTG | 22 | ELD-53F | DY2 | TW DK(P) | LTG J/B | TW033 | 6 | TW DK(P) | 3WAY ROTARY SW-W.T | TW047 | 5 |  |  | 14.8
POWER | 15 | P-DG1-14 | MYS7 | LV SWBD RM(S) | LV SWBD NO.1 D/G PANEL | TWMSF | 4 | GEN. RM | NO.1 GENERATOR | TW120A | 4 |  |  | 15.4 | TWMSFF
POWER | 96 | P-1F-45G | TY2 | SAFETY DK(S) | AIRCON CONTROL PANEL(PID-06) | TW101B | 5 | SAFETY DK(S) | DUCT FAN MOTRO(DF-01) | SF106 | 10 |  |  | 15.5
CONT | 8 | C-NET-300 | FTTYS2 | BCR | BCC (G/W # 2) | TOSBCC1 | 4 | LV SWBD RM(S) | LV SWBD (S) / NO.1 PMS | TWMSF | 4 |  |  | 18.4 | SF142A,SFS38A
POWER | 36 | P-1GS-04I | MY2 | LV SWBD RM(S) | LV SWBD GROUP STARTER PANEL | TWMSB5 | 4 | AFT P/P RM ENT(S) | EM'CY STOP P.B | SF113 | 6 |  |  | 12 | TWMSB5F,SF130A
POWER | 35 | P-1GS-03I | MY2 | LV SWBD RM(S) | LV SWBD GROUP STARTER PANEL | TWMSB6 | 4 | AFT P/P RM ENT(S) | EM'CY STOP P.B | SF113 | 6 |  |  | 12 | TWMSB6F,SF130A
CONT | 47 | A-1PS-01 | MY2 | LV SWBD RM (P) | NO.2 MAMS I/O CABINET | TW087A | 3 | AIR COMP. RM | NO.1 AIR RESERVIOR TK LOW PRESS. ALARM | TW047 | 6 |  |  | 12
FIRE | 21 | PA-28 | FTY2 | TR RM(S) | SPEAKER (5W-W.T) | TW144 | 6 | HV SWBD RM(S) | SPEAKER (5W-N.W.T) | TW156 | 7 |  |  | 17
CONT | 9 | P-DC-103 | DY2 | BCR | BCC(PSU & BATT.) | TOSBCC1 | 5 | LV SWBD RM(S) | NO.3 MAMS I/O CABINET | TW185C | 3 |  |  | 14.8
LTG | 22 | ELD-53I | DY2 | TW DK(P) | 3WAY ROTARY SW-W.T | TW061 | 5 | TW DK(P) | LED LTG(E)_25WX2(SURFACE) | TW047 | 5 |  |  | 14.8
LTG | 15 | LD23-02B | MY4 | TW DK(P) | 3WAY ROTARY SW.-W.T | TW044 | 5 | TW DK(P) | 3WAY ROTARY SW.-W.T | TW061 | 5 |  |  | 13.2
CONT | 31 | A-4VR-25 | MY7 | AFT PIPE TRUNK(C) | NO.2 BCS I/O CABINET | PR130 | 4 | AFT P/P RM(P) | MOTOR DRIVEN TYPE V/V, BA98V NO.8 SW P/P SUCT. LINE | PR152 | 12 |  |  | 15.2
CONT | 31 | A-4VR-24 | MY7 | AFT PIPE TRUNK(C) | NO.2 BCS I/O CABINET | PR130 | 4 | AFT P/P RM(P) | MOTOR DRIVEN TYPE V/V, BA90V NO.7 SW P/P SUCT. LINE | PR152 | 12 |  |  | 15.2
CONT | 25 | A-2VR-26 | MY7 | FWD PIPE DUCT( C) | NO.1 BCS I/O CABINET | PR030 | 4 | FWD P/P RM(P) | MOTOR DRIVEN TYPE V/V, BA41V NO.4 SW P/P SUCT. LINE | PR052 | 12 |  |  | 15.2
CONT | 25 | A-2VR-25 | MY7 | FWD PIPE DUCT( C) | NO.1 BCS I/O CABINET | PR030 | 4 | FWD P/P RM(P) | MOTOR DRIVEN TYPE V/V, BA33V NO.3 SW P/P SUCT. LINE | PR052 | 12 |  |  | 15.2
POWER | 32 | P-1L-58 | DY4 | LV SWBD RM(S) | LV SWBD AC220V FEEDER PANEL | TWMSA | 4 | BCR | RECEP FOR PORTABLE VHF | TO151 | 10 |  |  | 15.9 | SF142A
LTG | 12 | LD11-01 | DY4 | BCR | LD-11 PANEL | TOSBCC1 | 5 | TOP DK(S) | FLOOD LIGHT 250W FOR PASSAGE | SF148 | 10 |  |  | 15.9
POWER | 50 | P-2L-05 | DY2 | LV SWBD RM(P) | LV SWBD (P) / AC220V FEEDER PANEL | TWMPE | 4 | AFT P/P RM(P) | AFT ICAF CONTROL PANEL | PR178 | 3 |  |  | 14.8 | PA151
POWER | 60 | P-2GS-08K | TY1 | LV SWBD RM(P) | LV SWBD GROUP STARTER PANEL | TWMPD56 | 4 | AFT P/P RM(P) | VACCUM P/P | PR176 | 12 |  |  | 14.5
POWER | 75 | P-1PB-02 | DY2 | LV SWBD RM(S) | NO.1 DC24V BCDC | TW186A | 3 | BCR | BCC / SOUND POWERED TELEPHONE | TOSBCC2 | 4 |  |  | 14.8 | SF142A
POWER | 30 | P-1L-24 | DY2 | LV SWBD RM(S) | LV SWBD AC220V FEEDER PANEL | TWMSA | 4 | CO2 RM(S) | CO2 ALARM RELAY BOX | TW121A | 10 |  |  | 14.8 | TW185
LTG | 15 | LD23-04N | DY2 | LV SWBD RM(P) | LED LTG_25WX2(FLUSH) | TW031 | 5 | LV SWBD RM(P) | LTG J/B | TW011 | 5 |  |  | 14.8
LTG | 20 | LD13-06J | DY2 | TW DK(S) | LTG J/B | TW123 | 5 | TW DK(S) | LED LTG_25WX2(SURFACE) | TW107 | 5 |  |  | 14.8
LTG | 22 | ELD-52B--52D | DY2 | SAFETY DK.(P) | LED LTG(E)_25WX2(SURFACE) | SF99P | 20 | SF DK(P) | LED LTG(E)_25WX2(SURFACE) | SF99P | 40 |  |  | 14.8
LTG | 24 | ELD-14 | DY2 | LV SWBD RM(S) | ELD-11 PANEL | TW188B | 3 | TOP DK(S) | LTG J/B | TO157 | 14 |  |  | 14.8
CONT | 11 | A-AC-01 | DY2 | BCR | BCC (AC220VPOWER PANEL) | TOSBCC2 | 3 | NO.1 OFFICE(S) | UPS2 | TW146 | 12 |  |  | 14.8 | SF142A
CONT | 60 | A-DM-02 | CAT6 | TOP DECK (S) | NO.1 LOCAL CONTROL PANEL | SF182 | 3 | TOP DECK (S) | NO.3 LOCAL CONTROL PANEL | SF153 | 7 |  |  | 14
FIRE | 23 | PA-53 | FTY2 | PORT TOP DECK FR.40 | SPEAKER (20W-W.T) | SF044 | 7 | PORT TOP DECK FR.54 | SPEAKER (20W-W.T) | SF051 | 7 |  |  | 17
POWER | 104 | P-1F-39F | MY4 | TR RM(S) | AIR COND CONTROL PANEL(PID-10) | TW145 | 10 | LV SWBD RM(S) | NO.3 MAMS I/O CABINET | TW185C | 4 |  |  | 13.2
POWER | 104 | P-1F-39D | TY2 | TR RM(S) | AIR COND CONTROL PANEL(PID-10) | TW145 | 10 | TOP DK(S) | CONDENSING UNIT J/B(POD-10) | SF142 | 7 |  |  | 15.5
POWER | 104 | P-1F-39C | TY2 | TR RM(S) | AIR COND CONTROL PANEL(PID-10) | TW145 | 10 | TOP DK(S) | CONDENSING UNIT J/B(POD-10) | SF142 | 7 |  |  | 15.5
LTG | 22 | ELD-53H | MY4 | TW DK(P) | 3WAY ROTARY SW-W.T | TW044 | 6 | TW DK(P) | 3WAY ROTARY SW-W.T | TW061 | 5 |  |  | 13.2
CONT | 60 | A-DM-06 | CAT6 | TOP DECK (P) | NO.2 LOCAL CONTROL PANEL | SF071 | 12 | TOP DECK (P) | NO.4 LOCAL CONTROL PANEL | SF048 | 6 |  |  | 14
POWER | 38 | P-1GS-10D | MY7 | LV SWBD RM(S) | LV SWBD GROUP STARTER PANEL | TWMSB34 | 4 | GEN. RM | R.P.B | TW183 | 10 |  |  | 15.2 | TWMSB34F
CONT | 37 | A-DRF-09 | MYS2 | ELEC W/S(P) | M-JB-B04 (50T) | TW011 | 6 | SAFETY DK(P) | AMP FOR L.T (MID DEFLETION & SAGGING/DRAFT (P)) | TWP39A | 5 |  |  | 12
CONT | 37 | A-DRF-08 | MYS2 | ELEC W/S(P) | M-JB-B04 (50T) | TW011 | 6 | SAFETY DK(P) | AMP FOR L.T (MID DEFLETION & SAGGING (C)) | TWP39A | 5 |  |  | 12
POWER | 59 | P-2GS-18A | DY2 | LV SWBD RM(P) | LV SWBD GROUP STARTER PANEL | TWMPD78 | 4 | AFT P/P RM(P) | DISCHAGE PUMP FOR AFT PORT SLOP TANK | PR153 | 20 |  |  | 14.8
POWER | 105 | P-1F-40F | MY4 | TR RM(S) | AIR COND CONTROL PANEL(PID-11) | TW146 | 10 | LV SWBD RM(S) | NO.3 MAMS I/O CABINET | TW185C | 4 |  |  | 13.2
CONT | 60 | A-DM-02A | CAT6 | TOP DECK (S) | NO.3 LOCAL CONTROL PANEL | SF153 | 8 | TOP DECK (S) | CONNECTION BOX (EXTENDER) | PR013 | 10 |  |  | 14
POWER | 61 | P-2GS-16 | TY2 | LV SWBD RM(P) | LV SWBD GROUP STARTER PANEL | TWMPD78 | 4 | TOP DK(P) | ELEC. W/SHOP(P) SUPPLY FAN | TW010 | 10 |  |  | 15.5
FIRE | 23 | PA-58 | FTY2 | PASSAGE FR.52(P) | SPEAKER (5W-W.T) | SF047 | 8 | COMPRESSOR RM(P) | SPEAKER (10W-W.T) | SF040 | 6 |  |  | 17
POWER | 93 | P-CT-06C | MY12 | AHU RM(P) | NO.6 CAPATAN STARTER | SF027 | 10 | TOP DK(P) | R.P.B | SF022A | 5 |  |  | 19
POWER | 93 | P-CT-05C | MY12 | AHU RM(S) | NO.5 CAPATAN STARTER | SF140 | 10 | TOP DK(S) | RPB FOR CAPSTAN | SF134 | 5 |  |  | 19
POWER | 61 | P-2GS-16A | MY7 | LV SWBD RM(P) | LV SWBD GROUP STARTER PANEL | TWMPD78 | 4 | ELEC.W/S(P) | R.P.R | TW009 | 7 |  |  | 15.2
POWER | 27 | P-1L-04 | DY2 | LV SWBD RM(S) | LV SWBD AC220V FEEDER PANEL | TWMSA | 4 | GEN. RM | NO.1 BATTERY CHARGER FOR NO.1 G/E | TW120A | 5 |  |  | 14.8 | TW185
LTG | 19 | LD12-52 | DY2 | LV SWBD RM(S) | LD-12 PANEL | TW188D | 3 | CONT. HOUSE | RP(DOUBBLE-N.W.T) | TO157 | 15 |  |  | 14.8
LTG | 24 | ELD-15X | DY2 | HV SWBD RM(S) | LED LTG(E)_25WX2(SURFACE) | TW155 | 7 | TW DK(S) | 3WAY FLUSH SW-N.W.T | TW179 | 7 |  |  | 14.8
LTG | 24 | ELD-13E | DY2 | SAFETY DK.(S) | LTG J/B | SF114A | 10 | SF DK(S) | LED LTG(E)_25WX2(SURFACE) | SF130 | 8 |  |  | 14.8
FIRE | 14 | FC-04A | FDY2 | BCR | NO.2 FIRE DETECTION RELAY UNIT | TOS38A | 4 | NO.1 OFFICE(S) | NO.1 FIRE DETETION REPEATER PANEL | SF148 | 6 |  |  | 16
POWER | 105 | P-1F-40D | TY2 | TR RM(S) | AIR COND CONTROL PANEL(PID-11) | TW146 | 10 | TOP DK(S) | CONDENSING UNIT J/B(POD-11) | SF142 | 7 |  |  | 15.5
POWER | 105 | P-1F-40C | TY2 | TR RM(S) | AIR COND CONTROL PANEL(PID-11) | TW146 | 10 | TOP DK(S) | CONDENSING UNIT J/B(POD-11) | SF142 | 7 |  |  | 15.5
LTG | 22 | ELD-52JB | DY2 | LV SWBD RM(P) | LED LTG(E)_25WX2(SURFACE) | TW086F | 2 | SF DK(P) | LTG J/B | SF006 | 6 |  |  | 14.8
POWER | 96 | P-1F-44F | MY4 | SAFETY DK(S) | AIRCON CONTROL PANEL(PID-15) | TW207 | 7 | LV SWBD RM(S) | NO.3 MAMS I/O CABINET | TW185C | 4 |  |  | 13.2
POWER | 40 | P-1GS-14B | MY7 | LV SWBD RM(S) | LV SWBD GROUP STARTER PANEL | TWMSB12 | 4 | BATTERY RM(S) OUTSIDE | R.P.B | SF129 | 10 |  |  | 15.2 | SF130A
POWER | 34 | P-1GS-02I | MY2 | LV SWBD RM(S) | LV SWBD GROUP STARTER PANEL | TWMSB7 | 4 | FWD P/P RM ENT(S) | EM'CY STOP P.B | SF161 | 6 |  |  | 12
POWER | 33 | P-1GS-01I | MY2 | LV SWBD RM(S) | LV SWBD GROUP STARTER PANEL | TWMSB8 | 4 | FWD P/P RM ENT(S) | EM'CY STOP P.B | SF161 | 6 |  |  | 12
CONT | 60 | A-DM-05 | CAT6 | TOP DECK (P) | NO.4 LOCAL CONTROL PANEL | SF048 | 7 | TOP DECK (S) | CONNECTION BOX (EXTENDER) | PR013 | 10 |  |  | 14
FIRE | 23 | PA-61 | FTY2 | ELEC. PANEL RM(P) | SPEAKER (5W-W.T) | SF028 | 6 | PASSAGE FR.22(P) | SPEAKER (5W-W.T) | SF021 | 6 |  |  | 17
FIRE | 21 | PA-31 | FTY2 | FWD P/P RM(S) | SPEAKER (10W-W.T) | PR027 | 3 | ELEC.W/S(S) | SPEAKER (5W-W.T) | TW174 | 7 |  |  | 17
FIRE | 21 | PA-06 | FTY2 | STBD TOP DECK FR.40 | SPEAKER (20W-W.T) | SF148 | 5 | STBD TOP DECK FR.54 | SPEAKER (20W-W.T) | SF156 | 7 |  |  | 17
POWER | 23 | P-1F-36 | TY4 | LV SWBD RM(S) | LV SWBD AC380V FEEDER PANEL | TWMSC4 | 4 | HV SWBD RM(S) | AIR COND CONTROL PANEL(PID-13) | SF142A | 10 |  |  | 16.9 | TW133B
POWER | 49 | P-2F-91 | MY19 | LV SWBD RM(P) | LV SWBD (P) / AC380V FEEDER PANEL | TWMPC6 | 4 | LV SWBD RM(P) | NO.2 MAMS I/O CABINET | TW087A | 3 |  |  | 22
CONT | 60 | A-DM-07 | CAT6 | TOP DECK (P) | NO.4 LOCAL CONTROL PANEL | SF048 | 6 | TOP DECK (P) | NO.6 LOCAL CONTROL PANEL | SF024 | 7 |  |  | 14
POWER | 77 | P-DC-05 | DY2 | LV SWBD RM(S) | NO.1 DC24V BCDC | TW186A | 3 | TW DK(S) FWD | EMERGENCY DC24V LIGHT | TW147 | 7 |  |  | 14.8
POWER | 40 | P-1GS-14 | TY2 | LV SWBD RM(S) | LV SWBD GROUP STARTER PANEL | TWMSB12 | 4 | TOP DK(S) | BATTERY RM EXH FAN | SF129 | 10 |  |  | 15.5 | TWMSB12F,SF130A
CONT | 60 | A-DM-03 | CAT6 | TOP DECK (S) | NO.3 LOCAL CONTROL PANEL | SF153 | 7 | TOP DECK (S) | NO.5 LOCAL CONTROL PANEL | SF126 | 7 |  |  | 14
FIRE | 8 | FC-54A | FDY2 | BCR | NO.1 T2000 CONTROL UNIT | TO154 | 10 | NO.1 OFFICE(S) | NO.1 FIRE DETETION REPEATER PANEL | SF148 | 6 |  |  | 16
FIRE | 23 | PA-59 | FTY2 | COMPRESSOR RM(P) | SPEAKER (10W-W.T) | SF039 | 6 | PASSAGE FR.34(P) | SPEAKER (5W-W.T) | SF031 | 6 |  |  | 17
POWER | 16 | P-DG1-06A | SY120 | TW DK(S) | BATTERY SW FOR NO.1 G/E | TW99S | 6 | TW DK(S) | STARTING MOTOR_ENG SIDE | TW99S | 6 |  |  | 22.2
POWER | 16 | P-DG1-06 | SY120 | TW DK(S) | BATTERY SW FOR NO.1 G/E | TW99S | 6 | TW DK(S) | STARTING MOTOR_ENG SIDE | TW99S | 6 |  |  | 22.2
LTG | 26 | P-DC-52 | DY2 | TW DK(P) | P-DC-52JB | TW079B | 5 | TW DK(P) | EMCY LTG 24V DC POWER | TW047 | 6 |  |  | 14.8
LTG | 21 | LD13-08A--08G | DY2 | FWD P/P RM(S) | LED LTG_25WX2(SURFACE) | PR99FS | 15 | FWD P/P RM(S) | LED LTG_25WX2(SURFACE) | PR99FS | 50 |  |  | 14.8
POWER | 95 | P-1F-22D | TY2 | SAFETY DK(S) | AIRCON CONTROL PANEL(PID-16) | TW174 | 7 | SAFETY DK(S) | CONDENSING UNIT J/B(POD-16) | SF176 | 10 |  |  | 15.5
POWER | 95 | P-1F-22C | TY2 | SAFETY DK(S) | AIRCON CONTROL PANEL(PID-16) | TW174 | 7 | SAFETY DK(S) | CONDENSING UNIT J/B(POD-16) | SF176 | 10 |  |  | 15.5
POWER | 95 | P-1F-22B | TY2 | SAFETY DK(S) | AIRCON CONTROL PANEL(PID-16) | TW174 | 7 | SAFETY DK(S) | CONDENSING UNIT J/B(POD-16) | SF176 | 10 |  |  | 15.5
POWER | 95 | P-1F-22A | TY2 | SAFETY DK(S) | AIRCON CONTROL PANEL(PID-16) | TW174 | 7 | SAFETY DK(S) | CONDENSING UNIT J/B(POD-16) | SF176 | 10 |  |  | 15.5
CONT | 8 | C-NET-940 | FTTYS2 | BCR | BCC (G/W # 2) | TOSBCC1 | 4 | LV SWBD RM (S) | BALLAST V/V CONT. CENTER | TW185B | 3 |  |  | 18.4
POWER | 16 | P-DG2-02 | MY7 | LV SWBD RM(S) | LV SWBD NO.2 D/G PANEL | TWMSD | 4 | GEN. RM | NO.2 GENERATOR | TW119A | 4 |  |  | 15.2 | TWMSDF
POWER | 108 | P-2F-43E | MY12 | TR RM(P) | AIR COND CONTROL PANEL(PID-05) | TW042 | 10 | SAFETY DK(P) | CONDENSING UNIT J/B(POD-05) | TW079G | 4 |  |  | 19
LTG | 13 | LD22-03B | MY4 | SAFETY DK.(P) | 3WAY ROTARY SW.-W.T | SF017 | 5 | SF DK(P) | 3WAY ROTARY SW.-W.T | SF033 | 5 |  |  | 13.2
LTG | 22 | ELD-51L | MY4 | SAFETY DK.(P) | 3WAY ROTARY SW-W.T | SF017 | 5 | SF DK(P) | 3WAY ROTARY SW-W.T | SF033 | 5 |  |  | 13.2
LTG | 14 | LD22-51 | DY2 | LV SWBD RM(P) | LD-22 PANEL | TW086C | 3 | PUBLIC TOILET(P) | RP(DOUBBLE-W.T) | SF006 | 10 |  |  | 14.8
LTG | 24 | ELD-16JB | DY2 | LV SWBD RM(S) | ELD-11 PANEL | TW188B | 3 | TW DK(S) | LTG J/B | TW113 | 6 |  |  | 14.8
POWER | 96 | P-1F-44E | MY19 | SAFETY DK(S) | AIRCON CONTROL PANEL(PID-15) | TW207 | 7 | SAFETY DK(S) | CONDENSING UNIT J/B(POD-15) | TW202 | 5 |  |  | 22
FIRE | 22 | PA-35 | FTY2 | MESS ROOM(S) | SPEAKER (5W-N.W.T) | SF173 | 6 | FWD P/P RM STAIRWAY(S) | SPEAKER (5W-W.T) | SF162 | 5 |  |  | 17
POWER | 41 | P-1GS-24A | MY7 | LV SWBD RM(S) | LV SWBD GROUP STARTER PANEL | TWMSB12 | 4 | BCR | R.P.B | TO151 | 17 |  |  | 15.2 | SF142A
POWER | 96 | P-1F-44C | TY10 | SAFETY DK(S) | AIRCON CONTROL PANEL(PID-15) | TW207 | 7 | SAFETY DK(S) | CONDENSING UNIT J/B(POD-15) | TW202 | 5 |  |  | 20.7
POWER | 108 | P-2F-43B | TY6 | TR RM(P) | AIR COND CONTROL PANEL(PID-05) | TW042 | 10 | SAFETY DK(P) | CONDENSING UNIT J/B(POD-05) | TW079G | 4 |  |  | 18.3
POWER | 108 | P-2F-43A | TY6 | TR RM(P) | AIR COND CONTROL PANEL(PID-05) | TW042 | 10 | SAFETY DK(P) | CONDENSING UNIT J/B(POD-05) | TW079G | 4 |  |  | 18.3
POWER | 30 | P-1L-30 | DY2 | LV SWBD RM(S) | LV SWBD AC220V FEEDER PANEL | TWMSA | 4 | GEN. RM | NO.2 BATTERY CHARGER FOR NO.2 G/E | TW119A | 5 |  |  | 14.8 | TW185
CONT | 8 | A-NT-53A | TTYS2 | LV SWBD RM(S) | BALLST V/V CONTROL CENTER | TW185B | 3 | BCR | BCC (I/O MODULE) | TOSBCC2 | 4 |  |  | 15.7 | SF142A
CONT | 8 | A-NT-53 | TTYS2 | LV SWBD RM(S) | BALLST V/V CONTROL CENTER | TW185B | 3 | BCR | BCC (I/O MODULE) | TOSBCC2 | 4 |  |  | 15.7 | SF142A
CONT | 61 | A-SP-05 | MY12 | BCR | BCC | TOSBCC2 | 5 | LV SWBD RM(S) | LV SWBD (S) / 380V GSP | TWMSB7 | 4 |  |  | 19
POWER | 38 | P-1GS-10 | TY2 | LV SWBD RM(S) | LV SWBD GROUP STARTER PANEL | TWMSB34 | 4 | GEN. RM | BILGE HOLDING DISCHARGE P/P | TW183 | 15 |  |  | 15.5 | TWMSB34F
CONT | 37 | A-DRF-07 | MYS2 | MECH W/S | M-JB-B03 (50T) | TW107 | 10 | TW DK(S) | AMP FOR L.T (MID DEFLETION & SAGGING/DRAFT (S)) | TW196 | 6 |  |  | 12
CONT | 53 | A-NDE-02 | MYS12 | LV SWBD RM(P) | NO.1 MAMS I/O CABINET | TW008B | 3 | LV SWBD RM(P) | NO.2 MAMS I/O CABINET | TW087A | 3 |  |  | 19.2
POWER | 28 | P-1L-13A | DY2 | TOP DK(S) | J/B FOR LOCAL CONTROL PANEL FORDISTANCE MEASURING | SF162 | 5 | TOP DK(S) | NO.1 LOCAL CONTROL PANEL FOR DISTANCE MEASURING | SF182 | 3 |  |  | 14.8
COMM | 12 | N-CCTV-03 | DY2 | BCR | CCTV RACK | TOSCTR | 3 | TOP DK(S) | NO.3 CCTV CAMERA | SF124 | 7 |  |  | 14.8
LTG | 15 | LD23-02C | DY2 | TW DK(P) | 3WAY ROTARY SW.-W.T | TW061 | 5 | TW DK(P) | LED LTG_25WX2(SURFACE) | TW045 | 5 |  |  | 14.8
LTG | 19 | LD12-51D | DY2 | SAFETY DK.(S) | RP(W.T) | SF126 | 10 | SF DK(S) | RP(DOUBBLE-N.W.T) | SF108 | 15 |  |  | 14.8
LTG | 18 | LD12-07 | DY2 | LV SWBD RM(S) | LD-12 PANEL | TW188D | 3 | TW DK(S) | LED LTG_25WX2(FLUSH) | SF147 | 7 |  |  | 14.8
POWER | 108 | P-2F-43F | MY4 | TR RM(P) | AIR COND CONTROL PANEL(PID-05) | TW042 | 10 | SAFETY DK(P) | NO.1 MAMS I/O CABINET | TW087A | 8 |  |  | 13.2
POWER | 94 | P-CT-08C | MY12 | AFT DK STORE(P) | NO.8 CAPATAN STARTER | SF003D | 3 | TOP DK(P) | R.P.B | SF011 | 5 |  |  | 19
POWER | 94 | P-CT-07C | MY12 | AFT DK STORE(S) | NO.7 CAPSTAN (STARTER PANEL) | SF103D | 2 | TOP DK(S) | CAPSTAN R.P.B W/PROTECTION BOX | SF111 | 5 |  |  | 19
POWER | 61 | P-2GS-11B | MY7 | LV SWBD RM(P) | LV SWBD GROUP STARTER PANEL | TWMPD78 | 4 | BATTERY RM(P) OUTSIDE | R.P.R | SF007 | 5 |  |  | 15.2
CONT | 61 | A-SP-03 | MY12 | LV SWBD RM(S) | LV SWBD (S) | TWMSE | 4 | BCR | BALLAST CONTROL CONSOLE | TOSBCC2 | 5 |  |  | 19
POWER | 29 | P-1L-21 | DY2 | LV SWBD RM(S) | LV SWBD AC220V FEEDER PANEL | TWMSA | 4 | HV SWBD RM(S) | HV SWBD NO.2 SH TR PNL SPACE HEATER | TW156B | 7 |  |  | 14.8 | TW200
POWER | 29 | P-1L-20 | DY2 | LV SWBD RM(S) | LV SWBD AC220V FEEDER PANEL | TWMSA | 4 | HV SWBD RM(S) | HV SWBD NO.1 SH TR PNL SPACE HEATER | TW156B | 7 |  |  | 14.8 | TW200
LTG | 14 | LD22-50 | DY2 | LV SWBD RM(P) | LD-22 PANEL | TW086C | 3 | SF DK(P) | RP(W.T) | SF004 | 7 |  |  | 14.8
POWER | 61 | P-2GS-11 | TY2 | LV SWBD RM(P) | LV SWBD GROUP STARTER PANEL | TWMPD78 | 4 | TOP DK(P) | BATTERY RM EXH FAN | SF007 | 5 |  |  | 15.5
LTG | 16 | LD23-50B | DY2 | TW DK(P) | RP(W.T) | TW077 | 10 | TW DK(P) | RP(W.T) | PR079 | 5 |  |  | 14.8
LTG | 18 | LD12-09H--09K | DY2 | SAFETY DK.(S) | LED LTG_25WX2(FLUSH) | SF99S | 60 | SF DK(S) | LED LTG_25WX2(FLUSH) | SF99S | 10 |  |  | 14.8
LTG | 18 | LD12-07I--07M | DY2 | SAFETY DK.(S) | LED LTG_25WX2(FLUSH) | SF99S | 60 | SF DK(S) | LED LTG_25WX2(FLUSH) | SF99S | 10 |  |  | 14.8
LTG | 17 | LD12-04 | DY2 | LV SWBD RM(S) | LD-12 PANEL | TW188D | 3 | TW DK(S) | LED LTG_25WX2(SURFACE) | SF120 | 6 |  |  | 14.8 | SF130A
COMM | 14 | N-CCTV-OF | CAT6 | BCR | CCTV RACK | TOSCTR | 3 | OFFICE RM | WORKSTATION PC FOR OFFICE ROOM | SF107 | 10 |  |  | 14
FIRE | 15 | FL-161 | FMY2 | NO.3 VOID(P) | FLASH LIGHT FOR NO.3 VOID(P) | TW050A | 6 | FWD P/P RM(P) | FLASH LIGHT FOR FWD P/P RM (P) | PR077 | 2 |  |  | 12.6
FIRE | 23 | PA-77 | FTY2 | LV SWBD RM(P) | SPEAKER (5W-N.W.T) | TW084A | 6 | AFT P/P RM STAIRWAY(P) | SPEAKER (5W-W.T) | SF014 | 7 |  |  | 17
FIRE | 22 | PA-39 | FTY2 | NO.1 OFFCIE | SPEAKER (2W-N.W.T) | SF147 | 6 | CHAGING RM(S) | SPEAKER (2W-N.W.T) | SF137 | 7 |  |  | 17
COMM | 12 | N-CCTV-12A | CAT6 | BCR | CCTV RACK | TOSCTR | 3 | FWD P/P RM(S) | NO.12 CCTV CAMERA | PR020 | 6 |  |  | 14
LTG | 19 | LD12-54 | DY2 | LV SWBD RM(S) | LD-12 PANEL | TW188D | 3 | SF DK(S) | RP(DOUBBLE-N.W.T) | SF147 | 10 |  |  | 14.8
LTG | 24 | ELD-12 | DY2 | LV SWBD RM(S) | ELD-11 PANEL | TW188B | 3 | SF DK(S) | ROTARY SW-W.T | SF117 | 4 |  |  | 14.8 | SFS30A
COMM | 10 | C-SPT-02B | MYS19 | TR RM(S) | S.P.T FOR TRANSFORMER ROOM | TW145 | 5 | HV SWBD RM(S) | S.P.T FOR HV SWBD RM(S) | TW154 | 7 |  |  | 22.2
COMM | 12 | N-CCTV-11A | CAT6 | BCR | CCTV RACK | TOSCTR | 3 | AFT P/P RM(S) | NO.11 CCTV CAMERA | PR120 | 6 |  |  | 14 | SF114A
LTG | 25 | ELD-20 | DY2 | LV SWBD RM(S) | ELD-11 PANEL | TW188B | 3 | AFT P/P RM(S) | LED LTG(E)_25WX2(SURFACE) | SF117 | 5 |  |  | 14.8 | SFS30A
FIRE | 15 | FL-108 | FMY2 | TR RM(P) | FLASH LIGHT FOR TRANSFORMER RM(AFT) | TW079G | 5 | AFT P/P RM(P) | FLASH LIGHT FOR AFT P/P RM (P) | PR177 | 2 |  |  | 12.6
CONT | 61 | A-SP-10 | MY12 | LV SWBD RM(S) | NO.3 MAMS I/O CABINET | TW185C | 3 | LV SWBD RM(S) | LV SWBD (S) / 380V GSP | TWMSB12 | 4 |  |  | 19
FIRE | 10 | FA-10 | FMY2 | S_DK(S) OFFICE RM | SMOKE DETECTOR(N.W.T) | SF108 | 6 | S_DK(S) CHANGING RM | SMOKE DETECTOR(N.W.T) | SF136 | 6 |  |  | 12.6
COMM | 12 | N-CCTV-02 | DY2 | BCR | CCTV RACK | TOSCTR | 3 | TOP DK(S) | NO.2 CCTV CAMERA | SF156 | 8 |  |  | 14.8
LTG | 20 | LD13-06O | DY2 | TW DK(S) | LTG J/B | TW123 | 5 | TW DK(S) | LED LTG_25WX2(SURFACE) | TW103 | 5 |  |  | 14.8
LTG | 20 | LD13-01 | DY2 | LV SWBD RM(S) | LD-13 PANEL | TW188C | 3 | TW DK(S) | LED LTG_25WX2(FLUSH) | TW156 | 3 |  |  | 14.8
LTG | 17 | LD12-03 | DY2 | LV SWBD RM(S) | LD-12 PANEL | TW188D | 3 | TW DK(S) | LED LTG_25WX2(SURFACE) | SF119 | 6 |  |  | 14.8 | SF130A
LTG | 22 | ELD-51 | DY2 | LV SWBD RM(P) | ELD-21 PANEL | TW086F | 2 | SF DK(P) | LTG J/B | SFP39A | 6 |  |  | 14.8
POWER | 92 | P-CT-04B | DY1 | AHU RM(P) | NO.4 CAPATAN STARTER | SF027 | 10 | TOP DK(P) | NO.4 CAPSTAN | SF046 | 5 |  |  | 13.7
POWER | 92 | P-CT-04A | DY1 | AHU RM(P) | NO.4 CAPATAN STARTER | SF027 | 10 | TOP DK(P) | NO.4 CAPSTAN | SF046 | 5 |  |  | 13.7
POWER | 63 | P-2FC-07 | MYS7 | TR RM(P) | NO.2 FREQ. CONVERTER | TW2FCOUT | 4 | LV SWBD RM(P) | NO.2 MAMS I.O CABINET | TW087A | 3 |  |  | 15.4
COMM | 16 | N-STS-04 | MYS2 | ESC RM | SHORE TELEPHONE J.B | SF182 | 5 | NO.1 OFFICE(S) | SHORE TELEPHONE RECEPTACLE | SF148 | 6 |  |  | 12
POWER | 27 | P-1L-03 | TY10 | LV SWBD RM(S) | LV SWBD AC220V FEEDER PANEL | TWMSA | 4 | LV SWBD RM(S) | LIGHTING PANEL(LD-13) | TW188C | 2 |  |  | 20.7
POWER | 14 | P-1F-72 | MYS19 | LV SWBD RM(S) | LV SWBD INCOMING PANEL | TWMSG | 4 | LV SWBD RM(S) | NO.3 MAMS I/O CABINET | TW185C | 4 |  |  | 22.2
FIRE | 21 | PA-18 | FTY2 | SAFETY DK.(S) | SPEAKER (5W-W.T) | SF125 | 3 | SF DK(S) | SPEAKER (2W-N.W.T) | SF108 | 7 |  |  | 17
LTG | 24 | ELD-11F | DY2 | SF DK(S) | LTG J/B | SF164 | 5 | SF DK(S) | LED LTG(E)_25WX2(SURFACE) | SF182 | 15 |  |  | 14.8
POWER | 104 | P-1F-38E | MY12 | TR RM(S) | AIR COND CONTROL PANEL(PID-09) | TW139 | 15 | TOP DK(S) | CONDENSING UNIT J/B(POD-09) | SF137 | 7 |  |  | 19
POWER | 105 | P-1F-41F | MY4 | TR RM(S) | AIR COND CONTROL PANEL(PID-12) | TW154 | 10 | LV SWBD RM(S) | NO.3 MAMS I/O CABINET | TW185C | 4 |  |  | 13.2
POWER | 103 | P-1F-36D | MY4 | HV SWBD RM(S) | AIR COND CONTROL PANEL(PID-13) | TW154 | 10 | LV SWBD RM(S) | NO.3 MAMS I/O CABINET | TW185C | 4 |  |  | 13.2
POWER | 82 | P-AR-05 | MY7 | SAFETY DK(P) | NO 2 AIR COMP STARTER PANEL | TW045 | 10 | LV SWBD RM(P) | NO.1 MAMS I/O CABINET | TW008B | 3 |  |  | 15.2
COMM | 13 | N-CCTV-10 | DY2 | BCR | CCTV RACK | TOSCTR | 3 | HV SWBD RM(S) | NO.10 CCTV CAMERA | TW160 | 5 |  |  | 14.8
LTG | 15 | LD23-02 | DY2 | LV SWBD RM(P) | LD-23 PANEL | TW086E | 2 | TW DK(P) | LED LTG_25WX2(SURFACE) | TW045 | 5 |  |  | 14.8
LTG | 13 | LD22-03C | DY2 | SAFETY DK.(P) | 3WAY ROTARY SW.-W.T | SF033 | 5 | SF DK(P) | LED LTG_25WX2(SURFACE) | SF018 | 7 |  |  | 14.8
LTG | 13 | LD22-02H | DY2 | LV SWBD RM(P) | LD-22 PANEL | TW086C | 3 | SF DK(P) | LED LTG_25WX2(SURFACE) | SF034 | 7 |  |  | 14.8
FIRE | 21 | PA-30 | FTY2 | NO.1 STP RM(S) | SPEAKER (5W-W.T) | TW164 | 7 | FWD P/P RM(S) | SPEAKER (10W-W.T) | PR027 | 3 |  |  | 17
POWER | 104 | P-1F-38B | TY6 | TR RM(S) | AIR COND CONTROL PANEL(PID-09) | TW139 | 15 | TOP DK(S) | CONDENSING UNIT J/B(POD-09) | SF137 | 7 |  |  | 18.3
POWER | 104 | P-1F-38A | TY6 | TR RM(S) | AIR COND CONTROL PANEL(PID-09) | TW139 | 15 | TOP DK(S) | CONDENSING UNIT J/B(POD-09) | SF137 | 7 |  |  | 18.3
POWER | 43 | P-2F-01P | MY19 | LV SWBD RM(P) | LV SWBD (P) / AC380V FEEDER PANEL FOR FREQ CONVERTER | TWMPC1 | 4 | LV SWBD RM(P) | NO.2 MAMS I/O CABINET | TW087A | 3 |  |  | 22
POWER | 51 | P-2L-10 | TY2 | LV SWBD RM(P) | LV SWBD (P) / AC220V FEEDER PANEL | TWMPE | 4 | SAFETY DK(P) | AIR COND. OUTSIDE UNIT(SOD-01) | SF007 | 10 |  |  | 15.5
POWER | 45 | P-2F-26 | TY2 | LV SWBD RM(P) | LV SWBD AC380V FEEDER PANEL | TWMPC4 | 4 | SAFETY DK(P) | STARTER FOR CABLE REEL | TW042 | 15 |  |  | 15.5
POWER | 62 | P-1FC-07 | MYS7 | TR RM(S) | NO.1 FREQ. CONVERTER | TW1FCOUT | 4 | LV SWBD RM(S) | NO.3 MAMS I.O CABINET | TW185C | 4 |  |  | 15.4
LTG | 22 | ELD-51M | DY2 | SAFETY DK.(P) | 3WAY ROTARY SW-W.T | SF033 | 5 | SF DK(P) | LED LTG(E)_25WX2(SURFACE) | SF017 | 5 |  |  | 14.8
LTG | 25 | ELD-19 | DY2 | LV SWBD RM(S) | ELD-11 PANEL | TW188B | 3 | AFT P/P RM(S) | LED LTG(E)_25WX2(SURFACE) | SF114 | 8 |  |  | 14.8 | SFS30A
POWER | 77 | P-DC-02JB | DY4 | LV SWBD RM(S) | NO.1 DC24V BCDC | TW186A | 3 | STBD(AFT) | EMERGENCY DC24V LIGHT | SF122 | 4 |  |  | 15.9 | SF130A
POWER | 75 | P-1PB-05 | DY4 | LV SWBD RM(P) | NO.1 DC24V BCDC | TW186A | 3 | GEN. RM | JALOUSE DAMPER CONT PANEL | TW116 | 15 |  |  | 15.9
POWER | 42 | P-2F-90 | MY19 | LV SWBD RM(P) | LV SWBD (P) / INCOMING PANEL | TWMPA | 4 | LV SWBD RM(P) | NO.2 MAMS I/O CABINET | TW087A | 3 |  |  | 22
POWER | 46 | P-2F-30 | TY2 | LV SWBD RM(P) | LV SWBD (P) / AC380V FEEDER PANEL | TWMPC4 | 4 | ELEC.W/S(P) | NO.2 SEWAGE TREATMENT PLANT | TW007 | 10 |  |  | 15.5
POWER | 94 | P-CT-07D | MY4 | AFT DK STORE(S) | NO.7 CAPATAN STARTER | SF103E | 2 | LV SWBD RM(S) | NO.3 MAMS I/O CABINET | TW185C | 4 |  |  | 13.2
FIRE | 21 | PA-17 | FTY2 | SAFETY DK.(S) | SPEAKER (5W-W.T) | SF139 | 5 | SF DK(S) | SPEAKER (5W-W.T) | SF125 | 3 |  |  | 17
LTG | 22 | ELD-51N | DY2 | SAFETY DK.(P) | LTG J/B | SF033 | 6 | SF DK(P) | 3WAY ROTARY SW-W.T | SF017 | 6 |  |  | 14.8
LTG | 24 | ELD11-RC | MY12 | LV SWBD RM(S) | ELD-11 PANEL | TW188B | 3 | TOP DK(S) | REMOTE CONTROL PANEL | TOSBCC2 | 5 |  |  | 19
LTG | 26 | P-DC-50A--50D | DY2 | SAFETY DK.(P) | EMCY LTG 24V DC POWER | SF99P | 20 | SF DK(P) | EMCY LTG 24V DC POWER | SF99P | 60 |  |  | 14.8
LTG | 15 | LD23-04P--04V | DY2 | TW DK(P) | LED LTG_25WX2(SURFACE) | TW99P | 40 | TW DK(P) | 3WAY ROTARY SW.-W.T | TW99P | 40 |  |  | 14.8
LTG | 21 | LD13-09A--09G | DY2 | AFT P/P RM(S) | LED LTG_25WX2(SURFACE) | PR99AS | 70 | AFT P/P RM(S) | LED LTG_25WX2(SURFACE) | PR99AS | 10 |  |  | 14.8
LTG | 18 | LD12-07B--07F | DY2 | SAFETY DK.(S) | LED LTG_25WX2(FLUSH) | SF99S | 70 | SF DK(S) | LED LTG_25WX2(FLUSH) | SF99S | 10 |  |  | 14.8
LTG | 23 | ELD-58A--D | DY2 | AFT P/P RM(P) | LED LTG(E)_25WX2(SURFACE) | PR99AP | 20 | AFT P/P RM(P) | LED LTG(E)_25WX2(SURFACE) | PR99AP | 60 |  |  | 14.8
LTG | 23 | ELD-56A--56D | DY2 | FWD P/P RM(P) | LED LTG(E)_25WX2(SURFACE) | PR99FP | 20 | FWD P/P RM(P) | LED LTG(E)_25WX2(SURFACE) | PR99FP | 60 |  |  | 14.8
LTG | 22 | ELD-51O--51R | DY2 | SAFETY DK.(P) | LED LTG(E)_25WX2(SURFACE) | SF99P | 20 | SF DK(P) | LED LTG(E)_25WX2(SURFACE) | SF99P | 60 |  |  | 14.8
LTG | 22 | ELD-50B--50E | DY2 | SAFETY DK.(P) | LED LTG(E)_25WX2(SURFACE) | SF99P | 20 | SF DK(P) | LED LTG(E)_25WX2(SURFACE) | SF99P | 60 |  |  | 14.8
LTG | 25 | ELD-20A--20D | DY2 | AFT P/P RM(S) | LED LTG(E)_25WX2(SURFACE) | PR99AS | 20 | AFT P/P RM(S) | LED LTG(E)_25WX2(SURFACE) | PR99AS | 60 |  |  | 14.8
LTG | 25 | ELD-18A--18D | DY2 | FWD P/P RM(S) | LED LTG(E)_25WX2(SURFACE) | PR99FS | 20 | FWD P/P RM(S) | LED LTG(E)_25WX2(SURFACE) | PR99FS | 60 |  |  | 14.8
LTG | 24 | ELD-13JB | DY2 | SAFETY DK.(S) | ELD-11 PANEL | TW188B | 3 | SF DK(S) | LTG J/B | SF114A | 9 |  |  | 14.8 | SF130A
POWER | 82 | P-AR-04 | MY7 | SAFETY DK(P) | NO.1 AIR COMP STARTER PANEL | TW046 | 10 | LV SWBD RM(P) | NO.1 MAMS I/O CABINET | TW008B | 3 |  |  | 15.2
FIRE | 10 | FA-20 | FMY2 | BCR | NO.1 T2000 CONTROL UNIT | TO154 | 10 | AFT_P/P RM ENT(S) | MANUAL CALL POINT(W.T) | SF112 | 3 |  |  | 12.6
FIRE | 23 | PA-62 | FTY2 | AFT P/P RM STAIRWAY(P) | SPEAKER (5W-W.T) | SF020 | 6 | PUBLIC TOILET(P) | SPEAKER (2W-W.T) | SF007 | 7 |  |  | 17
CONT | 8 | C-NET-500 | FTTYS2 | BCR | BCC (G/W # 1) | TOSBCC1 | 4 | GEN. RM | NO.1 GENERATOR PANEL | TW120A | 3 |  |  | 18.4 | TW128B
FIRE | 9 | FL-12 | FMY2 | LV SWBD RM(S) | FLASH LIGHT FOR LV SWBD RM(AFT) | TW193 | 5 | AFT P/P RM(S) | FLASH LIGHT FOR AFT P/P RM (S) | PR127 | 3 |  |  | 12.6
LTG | 23 | ELD-56-SPT | DY1 | FWD P/P RM(P) | SPT J/B | SF040 | 6 | FWD P/P RM(P) | SOUNT POWER TELEPHONE RELAY BOX | PR073 | 2 |  |  | 13.7
LTG | 19 | LD12-50 | DY2 | LV SWBD RM(S) | LD-12 PANEL | TW188D | 3 | SF DK(S) | RP(DOUBBLE-N.W.T) | SF151 | 7 |  |  | 14.8
LTG | 17 | LD12-06 | DY2 | LV SWBD RM(S) | LD-12 PANEL | TW188D | 3 | TW DK(S) | LED LTG_25WX2(FLUSH) | SF151 | 7 |  |  | 14.8
POWER | 26 | P-1F-90 | MY19 | LV SWBD RM(S) | LV SWBD AC380V FEEDER PANEL | TWMSC5 | 4 | LV SWBD RM(S) | NO.3 MAMS I/O CABINET | TW185C | 4 |  |  | 22
POWER | 41 | P-1GS-24 | TY2 | LV SWBD RM(S) | LV SWBD GROUP STARTER PANEL | TWMSB12 | 4 | DK HOUSE(S) TOP | B.C.R SUPPLY FAN | TO151 | 30 |  |  | 15.5 | SF142A
LTG | 26 | P-DC-50 | DY2 | SAFETY DK.(P) | P-DC-50JB | SF037 | 5 | SF DK(P) | EMCY LTG 24V DC POWER | SF061 | 5 |  |  | 14.8
COMM | 12 | N-CCTV-04A | CAT6 | BCR | CCTV RACK | TOSCTR | 3 | TOP DK(S) | NO.4 CCTV CAMERA | SF102 | 8 |  |  | 14
POWER | 77 | P-DC-07JB | DY4 | LV SWBD RM(S) | NO.1 DC24V BCDC | TW186A | 3 | DK HOUSE UNDER | EMERGENCY DC24V LIGHT | TO151 | 10 |  |  | 15.9 | SF142A
POWER | 105 | P-1F-41D | TY2 | TR RM(S) | AIR COND CONTROL PANEL(PID-12) | TW154 | 10 | TOP DK(S) | CONDENSING UNIT J/B(POD-12) | SF143 | 7 |  |  | 15.5
POWER | 105 | P-1F-41C | TY2 | TR RM(S) | AIR COND CONTROL PANEL(PID-12) | TW154 | 10 | TOP DK(S) | CONDENSING UNIT J/B(POD-12) | SF143 | 7 |  |  | 15.5
POWER | 46 | P-2F-28A | MY4 | COMPRESSOR RM(P) | AIR DRYER CONTROL PANEL | TW049 | 10 | LV SWBD RM(P) | NO.2 MAMS I/O CABINET | TW087A | 3 |  |  | 13.2
FIRE | 23 | PA-73 | FTY2 | ELEV. MACH. RM2 | ELEV. CP2_SPEAK | PR072 | 17 | FWD P/P RM PIPE DUCT(P) | SPEAKER (10W-W.T) | PR014 | 5 |  |  | 17
POWER | 61 | P-2GS-14A | MY7 | LV SWBD RM(P) | LV SWBD GROUP STARTER PANEL | TWMPD78 | 4 | COMPRESSOR RM(P) | R.P.R | SF034 | 5 |  |  | 15.2
POWER | 50 | P-2L-06E | DY2 | TOP DK(P) | J/B FOR LOCAL CONTROL PANEL FORDISTANCE MEASURING | SF023 | 5 | TOP DK(P) | NO.8 LOCAL CONTROL PANEL FOR DISTANCE MEASURING | SF001 | 8 |  |  | 14.8
POWER | 76 | P-1PB-13 | DY2 | LV SWBD RM(S) | NO.1 DC24V BCDC | TW186A | 5 | MECH. W/S(S) | TIMER | TW107 | 15 |  |  | 14.8
FIRE | 23 | PA-70 | FTY2 | TR RM(P) | SPEAKER (5W-N.W.T) | TW079H | 6 | NO.3 VOID(P) | SPEAKER (5W-W.T) | TW049 | 7 |  |  | 17
FIRE | 23 | PA-57 | FTY2 | PASSAGE FR.63(P) | SPEAKER (5W-W.T) | SF062 | 9 | PASSAGE FR.52(P) | SPEAKER (5W-W.T) | SF048 | 6 |  |  | 17
FIRE | 21 | PA-14 | FTY2 | SAFETY DK.(S) | SPEAKER (5W-W.T) | SF158 | 3 | SF DK(S) | SPEAKER (2W-N.W.T) | SF145 | 10 |  |  | 17
LTG | 21 | LD13-09 | DY2 | LV SWBD RM(S) | LD-13 PANEL | TW188C | 3 | AFT P/P RM(S) | LED LTG_25WX2(SURFACE) | PR107 | 9 |  |  | 14.8
POWER | 60 | P-2GS-08 | TY4 | LV SWBD RM(P) | LV SWBD GROUP STARTER PANEL | TWMPD56 | 4 | AFT P/P RM(P) | NO2 STRIPPING P/P | PR176 | 11 |  |  | 16.9
POWER | 103 | P-1F-37D | MY4 | HV SWBD RM(S) | AIR COND CONTROL PANEL(PID-14) | TW158A | 10 | LV SWBD RM(S) | NO.3 MAMS I/O CABINET | TW185C | 4 |  |  | 13.2
CONT | 8 | C-NET-600 | FTTYS2 | BCR | BCC (G/W # 2) | TOSBCC1 | 4 | GEN. RM | NO.2 GENERATOR PANEL | TW119A | 3 |  |  | 18.4 | TW128B
FIRE | 22 | PA-41 | FTY2 | EMCY GEN. RM | SPEAKER (5W-W.T) | SF130 | 7 | AFT P/P RM STAIRWAY(S) | SPEAKER (5W-W.T) | SF113 | 7 |  |  | 17
FIRE | 21 | PA-26 | FTY2 | AFT P/P RM(S) | SPEAKER (10W-W.T) | PR127 | 3 | GEN. RM | SPEAKER (10W-W.T) | TW121 | 6 |  |  | 17
POWER | 76 | P-1PB-10 | DY6 | LV SWBD RM(S) | NO.1 DC24V BCDC | TW186A | 3 | BCR | BALLAST CONTROL CONSOLE | TOSBCC2 | 4 |  |  | 17.4 | SF142A
POWER | 75 | P-1PB-BT4 | SY70 | LV SWBD RM(S) | NO.1 DC24V BCDC | TW186A | 3 | BATTERY RM(S) | NO.1 GENERAL USE BATTERY | TW184 | 10 |  |  | 17.9
POWER | 75 | P-1PB-BT3 | SY70 | LV SWBD RM(S) | NO.1 DC24V BCDC | TW186A | 3 | BATTERY RM(S) | NO.1 GENERAL USE BATTERY | TW184 | 10 |  |  | 17.9
POWER | 75 | P-1PB-BT2 | SY70 | LV SWBD RM(S) | NO.1 DC24V BCDC | TW186A | 3 | BATTERY RM(S) | NO.1 GENERAL USE BATTERY | TW184 | 10 |  |  | 17.9
POWER | 75 | P-1PB-BT1 | SY70 | LV SWBD RM(S) | NO.1 DC24V BCDC | TW186A | 3 | BATTERY RM(S) | NO.1 GENERAL USE BATTERY | TW184 | 10 |  |  | 17.9
POWER | 59 | P-2GS-18 | TY4 | LV SWBD RM(P) | LV SWBD GROUP STARTER PANEL | TWMPD78 | 4 | AFT P/P RM(P) | DISCHAGE PUMP FOR AFT PORT SLOP TANK | PR153 | 20 |  |  | 16.9
LTG | 24 | ELD-13 | DY2 | LV SWBD RM(S) | ELD-11 PANEL | TW188B | 3 | SF DK(S) | ROTARY SW-W.T | SF108 | 4 |  |  | 14.8 | SF130A
COMM | 12 | N-CCTV-01A | CAT6 | BCR | CCTV RACK | TOSCTR | 3 | TOP DK(S) | NO.1 CCTV CAMERA | SF181 | 7 |  |  | 14
POWER | 61 | P-2GS-14 | TY2 | LV SWBD RM(P) | LV SWBD GROUP STARTER PANEL | TWMPD78 | 4 | TOP DK(P) | COMPRESSOR RM FAN(FWD) | SF034 | 7 |  |  | 15.5
POWER | 20 | P-1F-21 | TY2 | LV SWBD RM(S) | LV SWBD AC380V FEEDER PANEL | TWMSC5 | 4 | AFT P/P RM STAIRWAY(S) | NO.3 CABLE COLL;G WINCH STARTER | TW113 | 8 |  |  | 15.5 | TWMSC5F
POWER | 96 | P-1F-45F | MY4 | SAFETY DK(S) | AIRCON CONTROL PANEL(PID-06) | TW101B | 5 | LV SWBD RM(S) | NO.3 MAMS I/O CABINET | TW185C | 4 |  |  | 13.2
POWER | 65 | P-A1-33 | DY2 | LV SWBD RM(S) | A-1 PANEL | TW190C | 4 | MECH. W/S(S) | CUTTING MACH(0.75KW) | TW107 | 10 |  |  | 14.8
COMM | 12 | N-CCTV-07 | DY2 | BCR | CCTV RACK | TOSCTR | 3 | GEN. RM | NO.7 CCTV CAMERA | TW116 | 6 |  |  | 14.8 | TW128B
POWER | 52 | P-2L-55 | TY16 | LV SWBD RM(P) | LV SWBD (P) / AC220V FEEDER PANEL | TWMPE | 4 | SF DK(P) | LSD-26 PANEL | TW029 | 10 |  |  | 23.2
POWER | 104 | P-1F-39E | MY12 | TR RM(S) | AIR COND CONTROL PANEL(PID-10) | TW145 | 10 | TOP DK(S) | CONDENSING UNIT J/B(POD-10) | SF142 | 7 |  |  | 19
POWER | 78 | P-2PB-90 | MY19 | LV SWBD RM(P) | NO.2 DC24V BCDC | TW008A | 3 | LV SWBD RM(P) | NO.2 MAMS I/O CABINET | TW087A | 3 |  |  | 22
LTG | 27 | P-DC-57A--57D | DY2 | AFT P/P RM(P) | EMCY LTG 24V DC POWER | PR99AP | 80 | AFT P/P RM(P) | EMCY LTG 24V DC POWER | PR99AP | 10 |  |  | 14.8
LTG | 27 | P-DC-55A--55D | DY2 | FWD P/P RM(P) | EMCY LTG 24V DC POWER | PR99FP | 80 | FWD P/P RM(S) | EMCY LTG 24V DC POWER | PR99FP | 10 |  |  | 14.8
LTG | 29 | P-DC-11A--11D | DY2 | AFT P/P RM(S) | EMCY LTG 24V DC POWER | PR99AS | 80 | AFT P/P RM(S) | EMCY LTG 24V DC POWER | PR99AS | 10 |  |  | 14.8
LTG | 29 | P-DC-09A--09D | DY2 | FWD P/P RM(S) | EMCY LTG 24V DC POWER | PR99FS | 80 | FWD P/P RM(S) | EMCY LTG 24V DC POWER | PR99FS | 10 |  |  | 14.8
LTG | 24 | ELD-16J--16J | DY2 | TW DK(S) | LED LTG(E)_25WX2(SURFACE) | TW99S | 80 | TW DK(S) | LED LTG(E)_25WX2(SURFACE) | TW99S | 10 |  |  | 14.8
LTG | 24 | ELD-16D--16E | DY2 | TW DK(S) | LED LTG(E)_25WX2(FLUSH) | TW99S | 80 | TW DK(S) | LED LTG(E)_25WX2(FLUSH) | TW99S | 10 |  |  | 14.8
COMM | 11 | C-SPT-08A | MYS19 | LV SWBD RM(P) | S.P.T FOR LV SWBD RM(P) | TW024 | 5 | TR RM(P) | S.P.T FOR TRNASFORMER ROOM(P) | TW035 | 5 |  |  | 22.2
COMM | 10 | C-SPT-02A | MYS19 | LV SWBD RM(S) | S.P.T FOR LV SWBD(S) | TW134A | 6 | TR RM(S) | S.P.T FOR TRANSFORMER ROOM | TW144 | 5 |  |  | 22.2
FIRE | 23 | PA-72 | FTY2 | NO.2 VOID(P) | SPEAKER (5W-W.T) | TW057 | 7 | FWD P/P RM(P) | SPEAKER (10W-W.T) | PR077 | 3 |  |  | 17
POWER | 28 | P-1L-13 | DY2 | LV SWBD RM(S) | LV SWBD AC220V FEEDER PANEL | TWMSA | 4 | TOP DK(S) | J/B FOR LOCAL CONTROL PANEL FOR DISTANCE MEASURING | SF162 | 5 |  |  | 14.8
POWER | 104 | P-1F-39B | TY6 | TR RM(S) | AIR COND CONTROL PANEL(PID-10) | TW145 | 10 | TOP DK(S) | CONDENSING UNIT J/B(POD-10) | SF142 | 7 |  |  | 18.3
POWER | 104 | P-1F-39A | TY6 | TR RM(S) | AIR COND CONTROL PANEL(PID-10) | TW145 | 10 | TOP DK(S) | CONDENSING UNIT J/B(POD-10) | SF142 | 7 |  |  | 18.3
POWER | 92 | P-CT-03C | MY12 | AHU RM(S) | NO.3 CAPATAN STARTER | SF141 | 10 | TOP DK(S) | R.P.B | SF150 | 10 |  |  | 19
POWER | 55 | P-2GS-02I | MY2 | LV SWBD RM(P) | LV SWBD GROUP STARTER PANEL | TWMPD2 | 4 | FWD P/P RM ENT(P) | EM'CY STOP P.B | SF055 | 5 |  |  | 12 | SF045
POWER | 54 | P-2GS-01I | MY2 | LV SWBD RM(P) | LV SWBD GROUP STARTER PANEL | TWMPD1 | 4 | FWD P/P RM ENT(P) | EM'CY STOP P.B | SF055 | 6 |  |  | 12 | SF045
POWER | 45 | P-2F-27 | TY2 | LV SWBD RM(P) | LV SWBD AC380V FEEDER PANEL | TWMPC4 | 4 | SAFETY DK(P) | STARTER FOR CABLE REEL | TW002 | 10 |  |  | 15.5
POWER | 77 | P-DC-06 | DY2 | LV SWBD RM(S) | NO.1 DC24V BCDC | TW186A | 3 | TW DK(S) FWD | EMERGENCY DC24V LIGHT | TW159 | 7 |  |  | 14.8 | TW200
POWER | 27 | P-1L-01 | TY10 | LV SWBD RM(S) | LV SWBD AC220V FEEDER PANEL | TWMSA | 4 | BCC | FLOOD LIGHTING PANEL(LD-11) | TOSBCC1 | 5 |  |  | 20.7 | SF142A,SFS38A
POWER | 102 | P-1F-42A | TY10 | LV SWBD RM(S) | AIR COND CONTROL PANEL(PID-07) | TW127 | 10 | SAFETY DK(S) | CONDENSING UNIT J/B(POD-07) | TW135A | 5 |  |  | 20.7
COMM | 10 | C-SPT-06 | MYS19 | LV SWBD RM(S) | SPT-1 CONNECTION BOX | TW190B | 3 | EMCY GEN. RM(S) | S.P.T FOR EM'CY GENERATOR RM | SF199 | 4 |  |  | 22.2
CONT | 58 | A-AL-06 | MY2 | LV SWBD RM(S) | NO.3 MAMS I/O CABINET | TW185C | 3 | MESS ROOM(S) | MACH. ALARM LAMP | TW181 | 5 |  |  | 12 | TW200
POWER | 41 | P-1GS-23A | MY7 | LV SWBD RM(S) | LV SWBD GROUP STARTER PANEL | TWMSB12 | 4 | GEN. RM | R.P.B | TW116 | 10 |  |  | 15.2
POWER | 105 | P-1F-40E | MY12 | TR RM(S) | AIR COND CONTROL PANEL(PID-11) | TW146 | 10 | TOP DK(S) | CONDENSING UNIT J/B(POD-11) | SF142 | 7 |  |  | 19
POWER | 50 | P-2L-06A | DY2 | TOP DK(P) | J/B FOR LOCAL CONTROL PANEL FORDISTANCE MEASURING | SF048 | 5 | TOP DK(P) | NO.2 LOCAL CONTROL PANEL FOR DISTANCE MEASURING | SF071 | 11 |  |  | 14.8
DELETE | 96 | P-1F-44G | TY2 | SAFETY DK(S) | AIRCON CONTROL PANEL(PID-15) | TW207 | 7 | SAFETY DK(S) | DUCT FAN MOTRO(DF-02) | SF144 | 10 |  |  | 15.5
FIRE | 21 | PA-29 | FTY2 | ELEV. MACH. RM1 | ELEV. CP1_SPEAK | PR022 | 17 | NO.1 STP RM(S) | SPEAKER (5W-W.T) | TW163 | 7 |  |  | 17
POWER | 21 | P-1F-30A | MY7 | ELEVATOR MACH. RM3 | NO.3 ELEVATOR CONTROL PANEL | PR122 | 15 | AFT P/P RM(P) | M-JB-A02 | PA156 | 3 |  |  | 15.2
POWER | 21 | P-1F-29A | MY7 | ELEVATOR MACH. RM1 | NO.1 ELEVATOR CONTROL PANEL | PR022 | 15 | FWD P/P RM(P) | M-JB-A01 | PA056 | 3 |  |  | 15.2
POWER | 41 | P-1GS-23 | TY2 | LV SWBD RM(S) | LV SWBD GROUP STARTER PANEL | TWMSB12 | 4 | GEN. RM | SUP. VENT FAN | TW116 | 10 |  |  | 15.5 | TW185
COMM | 16 | N-STS-01 | MYS2 | ESC RM | SHORE TELEPHONE J.B | SF182 | 5 | BCR | SHORE TELEPHONE RECEPTACLE | TO154 | 8 |  |  | 12 | SF142A
POWER | 105 | P-1F-40B | TY6 | TR RM(S) | AIR COND CONTROL PANEL(PID-11) | TW146 | 10 | TOP DK(S) | CONDENSING UNIT J/B(POD-11) | SF142 | 7 |  |  | 18.3
POWER | 105 | P-1F-40A | TY6 | TR RM(S) | AIR COND CONTROL PANEL(PID-11) | TW146 | 10 | TOP DK(S) | CONDENSING UNIT J/B(POD-11) | SF142 | 7 |  |  | 18.3
LTG | 14 | LD22-50B | DY2 | AFT DECK STORE(P) | RP(W.T) | SF003B | 6 | ELEC. PANEL RM (P) | RP(W.T) | SF028 | 7 |  |  | 14.8
LTG | 18 | LD12-09 | DY2 | LV SWBD RM(S) | LD-12 PANEL | TW188D | 3 | TW DK(S) | LED LTG_25WX2(FLUSH) | SF108 | 10 |  |  | 14.8 | SF130A
POWER | 15 | P-DG1-90 | MYS19 | GEN. RM | NO.1 GENERATOR | TW120A | 4 | LV SWBD RM(S) | NO.3 MAMS I/O CABINET | TW185C | 4 |  |  | 22.2
COMM | 10 | C-SPT-11 | MYS19 | LV SWBD RM(P) | SPT-2 CONNECTION BOX | TW086A | 4 | ELEC.W/S(P) | S.P.T FOR PORT ELEC. WORK SHOP (P) | TW013 | 10 |  |  | 22.2
POWER | 36 | P-1GS-04Q | TY1 | LV SWBD RM(S) | LV SWBD GROUP STARTER PANEL | TWMSB5 | 4 | AFT P/P RM(S) | VACCUM P/P | PR132 | 4 |  |  | 14.5
POWER | 65 | P-A1-32 | DY2 | LV SWBD RM(S) | A-1 PANEL | TW190C | 4 | MECH. W/S(S) | DRILLING MACH(0.75KW) | TW106 | 10 |  |  | 14.8
POWER | 65 | P-A1-31 | DY2 | LV SWBD RM(S) | A-1 PANEL | TW190C | 4 | MECH. W/S(S) | BENCH GRINDER(0.75KW) | TW106 | 10 |  |  | 14.8
POWER | 50 | P-2L-06C | DY2 | TOP DK(P) | J/B FOR LOCAL CONTROL PANEL FORDISTANCE MEASURING | SF047 | 5 | TOP DK(P) | J/B FOR LOCAL CONTROL PANEL FOR DISTANCE MEASURING | SF023 | 5 |  |  | 14.8
POWER | 40 | P-1GS-17 | TY2 | LV SWBD RM(S) | LV SWBD GROUP STARTER PANEL | TWMSB12 | 4 | TOP DK(S) | AFT PUMP RM SUPPLY FAN | SF114 | 4 |  |  | 15.5 | TWMSB12F,SF130A
LTG | 17 | LD12-05 | DY2 | LV SWBD RM(S) | LD-12 PANEL | TW188D | 3 | TW DK(S) | LED LTG_25WX2(SURFACE) | SF107 | 6 |  |  | 14.8 | SF130A
POWER | 102 | P-1F-43 | TY16 | LV SWBD RM(S) | LV SWBD AC380V FEEDER PANEL | TWMSC2 | 5 | TWEEN DK(S) | AIR COND CONTROL PANEL(PID-08) | TW130 | 10 |  |  | 23.2
CONT | 43 | A-5LS-09 | MY2 | LV SWBD RM(S) | NO.3 MAMS I/O CABINET | TW185C | 3 | TW DK(S) | F.W.T. (S) L/LEVEL ALARM | TW181A | 11 |  |  | 12 | TW200
LTG | 14 | LD22-50G | DY2 | SAFETY DK.(P) | RP(W.T) | SF041 | 10 | SF DK(P) | RP(W.T) | SF067C | 1 |  |  | 14.8
POWER | 14 | P-1F-70 | MY27 | LV SWBD RM(S) | LV SWBD INCOMING PANEL | TWMSG | 4 | LV SWBD RM(S) | NO.3 MAMS I/O CABINET | TW185C | 4 |  |  | 26
CONT | 61 | A-SP-02 | MY27 | LV SWBD RM(S) | LV SWBD (S) | TWMSE | 4 | LV SWBD RM(S) | NO.3 MAMS I/O CABINET | TW185C | 3 |  |  | 26
CONT | 8 | A-NT-51A | TTYS2 | LV SWBD RM(S) | BALLST V/V CONTROL CENTER | TW185B | 3 | AFT PIPE TRUNK(C) | NO.2 BCS I/O CABINET | PR130 | 4 |  |  | 15.7
CONT | 8 | A-NT-51 | TTYS2 | LV SWBD RM(S) | BALLST V/V CONTROL CENTER | TW185B | 3 | AFT PIPE TRUNK(C) | NO.2 BCS I/O CABINET | PR130 | 4 |  |  | 15.7
POWER | 60 | P-2GS-24A | MY7 | LV SWBD RM(P) | LV SWBD GROUP STARTER PANEL | TWMPD78 | 4 | TW DK(P) | R.P.B | TW047 | 15 |  |  | 15.2
POWER | 102 | P-1F-43A | TY10 | LV SWBD RM(S) | AIR COND CONTROL PANEL(PID-08) | TW130 | 10 | SAFETY DK(S) | CONDENSING UNIT J/B(POD-08) | TW141 | 5 |  |  | 20.7
LTG | 26 | P-DC-50F--50I | DY2 | SAFETY DK.(P) | EMCY LTG 24V DC POWER | SF99P | 40 | SF DK(P) | EMCY LTG 24V DC POWER | SF99P | 60 |  |  | 14.8
POWER | 21 | P-1F-28 | TY2 | LV SWBD RM(S) | LV SWBD AC380V FEEDER PANEL | TWMSC5 | 4 | NO.2 VOID(S) | NO.1 SEWAGE TREAT CONTROL PANEL | TW162 | 10 |  |  | 15.5 | TW200
POWER | 35 | P-1GS-03Q | TY1 | LV SWBD RM(S) | LV SWBD GROUP STARTER PANEL | TWMSB6 | 4 | AFT P/P RM(S) | VACCUM P/P | PR134 | 4 |  |  | 14.5
FIRE | 10 | FA-19 | FMY2 | S_DK(S) MESS RM | SMOKE DETECTOR(N.W.T) | SF172 | 6 | BCR | NO.1 T2000 CONTROL UNIT | TO154 | 10 |  |  | 12.6
LTG | 19 | LD12-55 | DY2 | LV SWBD RM(S) | LD-12 PANEL | TW188D | 3 | PUBLIC TOILET(S) | RP(DOUBBLE-W.T) | SF156 | 10 |  |  | 14.8
FIRE | 23 | PA-74 | FTY2 | FWD P/P RM PIPE DUCT(P) | SPEAKER (10W-W.T) | PR014 | 5 | NO.1 VOID(P) | SPEAKER (5W-W.T) | TW072 | 7 |  |  | 17
POWER | 60 | P-2GS-24 | TY2 | LV SWBD RM(P) | LV SWBD GROUP STARTER PANEL | TWMPD78 | 4 | TW DK(P) | DISCHAGE PUMP FOR AIR COMP. DRAIN TK | TW047 | 15 |  |  | 15.5 | TWMPD7F
POWER | 89 | P-CW-01D | MY4 | FWD P/P RM STAIRWAY(S) | NO.1 CABLE COLL;G WINCH STARTER | TW169 | 8 | LV SWBD RM(S) | NO.3 MAMS I/O CABINET | TW185C | 4 |  |  | 13.2 | TW200
POWER | 27 | P-1L-02 | TY16 | LV SWBD RM(S) | LV SWBD AC220V FEEDER PANEL | TWMSA | 4 | LV SWBD RM(S) | LIGHTING PANEL(LD-12) | TW188D | 2 |  |  | 23.2
COMM | 11 | C-SPT-05 | MYS19 | LV SWBD RM(S) | SPT-1 CONNECTION BOX | TW190B | 3 | GEN. RM | S.P.T FOR GENERATOR RM | TW121 | 6 |  |  | 22.2
POWER | 15 | P-DG1-20 | MY27 | LV SWBD RM(S) | LV SWBD NO.1 D/G PANEL | TWMSF | 4 | LV SWBD RM(S) | NO.3 MAMS I/O CABINET | TW185C | 4 |  |  | 26
POWER | 80 | P-DC-50JB | DY4 | LV SWBD RM(P) | NO.2 DC24V BCDC | TW088A | 3 | SAFETY DECK/PORT(FWD) | EMERGENCY DC24V LIGHT | SF037 | 5 |  |  | 15.9
POWER | 40 | P-1GS-17B | MY7 | LV SWBD RM(S) | LV SWBD GROUP STARTER PANEL | TWMSB12 | 4 | TOP DK(S) | R.P.B | SF112 | 4 |  |  | 15.2 | SF130A
POWER | 37 | P-1GS-06H | TY1 | LV SWBD RM(S) | LV SWBD GROUP STARTER PANEL | TWMSB34 | 4 | AFT P/P RM(S) | VACCUM P/P | PR119 | 4 |  |  | 14.5
POWER | 32 | P-1L-90 | MY19 | LV SWBD RM(S) | LV SWBD AC220V FEEDER PANEL | TWMSA | 4 | LV SWBD RM(S) | NO.3 MAMS I/O CABINET | TW185C | 4 |  |  | 22
CONT | 46 | A-5LS-51 | MY2 | LV SWBD RM(P) | NO.1 MAMS I/O CABINET | TW008B | 3 | TW DK(P) | F.W.T (P) L/LEVEL ALARM | TW078 | 10 |  |  | 12
FIRE | 9 | FL-08 | FMY2 | BCR | NO.1 FIRE DETECTION RELAY UNIT | TOS39A | 3 | AFT P/P RM(S) | FLASH LIGHT FOR AFT STP. RM(S) | TW103 | 5 |  |  | 12.6 | TW128B
POWER | 93 | P-CT-06E | TY25 | AHU RM(P) | NO.6 CAPATAN STARTER | SF027 | 10 | TOP DK(P) | NO.6 CAPSTAN | SF028 | 5 |  |  | 27.3
POWER | 93 | P-CT-06 | TY25 | AHU RM(P) | NO.6 CAPATAN STARTER | SF027 | 10 | TOP DK(P) | NO.6 CAPSTAN | SF028 | 5 |  |  | 27.3
POWER | 47 | P-2F-40 | TY25 | LV SWBD RM(P) | LV SWBD AC380V FEEDER PANEL | TWMPC3 | 4 | TWEEN DK(P) | AIR COND CONTROL PANEL(PID-02) | TW030 | 10 |  |  | 27.3
LTG | 13 | LD22-02 | DY2 | LV SWBD RM(P) | LD-22 PANEL | TW086C | 3 | SF DK(P) | LED LTG_25WX2(SURFACE) | SF044 | 8 |  |  | 14.8
FIRE | 9 | FL-01 | FMY2 | BCR | NO.1 FIRE DETECTION RELAY UNIT | TOS39A | 3 | AFT DK STORE(S) | FLASH LIGHT FOR DK STOR(AFT) | SF103B | 7 |  |  | 12.6
FIRE | 21 | PA-EL03 | FTY2 | MECH. W/S(S) | SPEAKER (5W-W.T) | TW106 | 7 | ELEV. MACH. RM3 | ELEV. CP3_SPEAK | PR122 | 17 |  |  | 17
FIRE | 21 | PA-27 | FTY2 | GEN. RM | SPEAKER (10W-W.T) | TW121A | 6 | TR RM(S) | SPEAKER (5W-W.T) | TW143 | 6 |  |  | 17
POWER | 95 | P-1F-22H | MY4 | SAFETY DK(S) | AIRCON CONTROL PANEL(PID-16) | TW174 | 7 | LV SWBD RM(S) | NO.3 MAMS I/O CABINET | TW185C | 4 |  |  | 13.2
COMM | 14 | N-CCTV-20A | CAT6 | BCR | CCTV RACK | TOSCTR | 3 | FWD P/P RM(P) | NO.20 CCTV CAMERA | PR070 | 6 |  |  | 14
POWER | 40 | P-1GS-16B | MY7 | LV SWBD RM(S) | LV SWBD GROUP STARTER PANEL | TWMSB12 | 4 | TOP DK(S) | R.P.B | SF162 | 5 |  |  | 15.2
COMM | 10 | C-SPT-10 | MYS19 | LV SWBD RM(P) | SPT-2 CONNECTION BOX | TW086A | 4 | AFT P/P RM(P) | S.P.T FOR PORT AFT PUMP ROOM | PR173 | 2 |  |  | 22.2
COMM | 14 | N-CCTV-19A | CAT6 | BCR | CCTV RACK | TOSCTR | 3 | AFT P/P RM(P) | NO.19 CCTV CAMERA | PR152 | 6 |  |  | 14 | SF114A
CONT | 49 | A-MJB-02D | TTYS14 | LV SWBD RM(P) | NO.2 MAMS I/O CABINET | TW087A | 3 | AFT P/P RM(P) | M-JB-A02 | PA155 | 3 |  |  | 26.9
LTG | 23 | ELD-59A | DY2 | TW DK(P) | SPT J/B | TW018 | 6 | SF DK(P) | SPT J/B | SF040 | 6 |  |  | 14.8
FIRE | 23 | PA-51 | FTY2 | PORT TOP DECK FR.7 | SPEAKER (20W-W.T) | SF002 | 7 | PORT TOP DECK FR.25 | SPEAKER (20W-W.T) | SF021 | 5 |  |  | 17
FIRE | 21 | PA-04 | FTY2 | STBD TOP DECK FR.7 | SPEAKER (20W-W.T) | SF102 | 7 | STBD TOP DECK FR.25 | SPEAKER (20W-W.T) | SF122 | 7 |  |  | 17
FIRE | 11 | FA-82 | FMY2 | AFT P/P RM(S) | MANUAL CALL POINT(W.T) | TW103 | 5 | BCR | NO.1 T2000 CONTROL UNIT | TO154 | 10 |  |  | 12.6 | TW128B
POWER | 41 | P-1GS-21A | MY7 | LV SWBD RM(S) | LV SWBD GROUP STARTER PANEL | TWMSB12 | 4 | ELEC.W/S(S) | R.P.B | TW173 | 10 |  |  | 15.2
POWER | 18 | P-1F-01P | MY27 | LV SWBD RM(S) | LV SWBD AC380V F. P. FOR FREQ. CONV. | TWMSC6 | 4 | LV SWBD RM(S) | NO.3 MAMS I/O CABINET | TW185C | 4 |  |  | 26
POWER | 94 | P-CT-07E | TY25 | AFT DK STORE(S) | NO.7 CAPATAN STARTER | SF103D | 2 | TOP DK(S) | NO.7 CAPSTAN | SF106 | 5 |  |  | 27.3
POWER | 94 | P-CT-07 | TY25 | AFT DK STORE(S) | NO.7 CAPATAN STARTER | SF103D | 2 | TOP DK(S) | NO.7 CAPSTAN | SF106 | 5 |  |  | 27.3
LTG | 13 | LD22-04K--04N | DY2 | SAFETY DK.(P) | LED LTG_25WX2(SURFACE) | SF99P | 100 | SF DK(P) | LED LTG_25WX2(SURFACE) | SF99P | 10 |  |  | 14.8
LTG | 13 | LD22-01B--01E | DY2 | SAFETY DK.(P) | LED LTG_25WX2(SURFACE) | SF99P | 100 | SF DK(P) | LED LTG_25WX2(SURFACE) | SF99P | 10 |  |  | 14.8
LTG | 19 | LD12-56 | DY2 | LV SWBD RM(S) | LD-12 PANEL | TW188D | 3 | TOILET(S) | RP(DOUBBLE-W.T) | SF105 | 10 |  |  | 14.8 | SF130A
LTG | 17 | LD12-05B--05E | DY2 | SAFETY DK.(S) | LED LTG_25WX2(SURFACE) | SF99S | 100 | SF DK(S) | LED LTG_25WX2(SURFACE) | SF99S | 10 |  |  | 14.8
FIRE | 10 | FA-07 | FMY2 | TOP_DK(S) ACCOMDATION PASSAGE | MANUAL CALL POINT(W.T) | TO158 | 12 | TOILET(S) | SMOKE DETECTOR(W.T) | SF105 | 5 |  |  | 12.6
POWER | 40 | P-1GS-16 | TY2 | LV SWBD RM(S) | LV SWBD GROUP STARTER PANEL | TWMSB12 | 4 | TOP DK(S) | FWD PUMP RM SUPPLY FAN | SF163 | 5 |  |  | 15.5
POWER | 41 | P-1GS-21 | TY2 | LV SWBD RM(S) | LV SWBD GROUP STARTER PANEL | TWMSB12 | 4 | TW_DK(S) | ELEC. W/SHOP(S) SUPPLY FAN | TW173 | 10 |  |  | 15.5 | TW200
LTG | 25 | ELD-17 | DY2 | LV SWBD RM(S) | ELD-11 PANEL | TW188B | 3 | FWD P/P RM(S) | LED LTG(E)_25WX2(SURFACE) | SF162 | 8 |  |  | 14.8
POWER | 42 | P-2F-96 | MYS44 | LV SWBD RM(P) | LV SWBD (P) / INCOMING PANEL | TWMPA | 4 | LV SWBD RM(P) | NO.1 MAMS I/O CABINET | TW008B | 3 |  |  | 32.5
POWER | 20 | P-1F-20 | TY2 | LV SWBD RM(S) | LV SWBD AC380V FEEDER PANEL | TWMSC5 | 4 | FWD P/P RM STAIRWAY(S) | NO.1 CABLE COLL;G WINCH STARTER | TW169 | 8 |  |  | 15.5
POWER | 36 | P-1GS-04E | DY2 | LV SWBD RM(S) | LV SWBD GROUP STARTER PANEL | TWMSB5 | 4 | AFT P/P RM(S) | NO.6 LOCAL IND PANEL | PR105C | 3 |  |  | 14.8 | TWMSB5F,SFS30A,SF114A
FIRE | 23 | PA-67 | FTY2 | ELEV. MACH. RM4 | ELEV. CP4_SPEAK | PR172 | 17 | AFT STP. RM(P) | SPEAKER (5W-W.T) | TW006 | 7 |  |  | 17
POWER | 34 | P-1GS-02Q | TY1 | LV SWBD RM(S) | LV SWBD GROUP STARTER PANEL | TWMSB7 | 4 | FWD P/P RM(S) | VACCUM P/P | PR032 | 4 |  |  | 14.5
POWER | 91 | P-CT-02E | TY25 | FWD DK STORE(P) | NO.2 CAPATAN STARTER | SF067D | 2 | TOP DK(P) | NO.2 CAPSTAN | SF065 | 5 |  |  | 27.3
POWER | 91 | P-CT-02 | TY25 | FWD DK STORE(P) | NO.2 CAPATAN STARTER | SF067D | 2 | TOP DK(P) | NO.2 CAPSTAN | SF065 | 5 |  |  | 27.3
POWER | 50 | P-2L-06 | DY2 | LV SWBD RM(P) | LV SWBD AC220V FEEDER PANEL | TWMPE | 4 | TOP DK(P) | J/B FOR LOCAL CONTROL PANEL FOR DISTANCE MEASURING | SF047 | 5 |  |  | 14.8
POWER | 35 | P-1GS-03E | DY2 | LV SWBD RM(S) | LV SWBD GROUP STARTER PANEL | TWMSB6 | 4 | AFT P/P RM(S) | NO.5 LOCAL IND PANEL | PR105E | 3 |  |  | 14.8 | TWMSB6F,SFS30A,SF114A
COMM | 13 | N-CCTV-12 | DY2 | BCR | CCTV RACK | TOSCTR | 3 | FWD P/P RM(S) | NO.12 CCTV CAMERA | PR025 | 5 |  |  | 14.8
COMM | 11 | C-SPT-EL02 | MYS7 | NO.4 ELEV. (AFT PUMP RM(P)) | NO.4 ELEVATOR CONTROL PANEL(SPT) | PR172 | 15 | NO.3 ELEV. (AFT PUMP RM(S)) | NO.3 ELEVATOR CONTROL PANEL(SPT) | PR122 | 15 |  |  | 15.4
COMM | 11 | C-SPT-EL01 | MYS7 | NO.1 ELEV. (FWD PUMP RM(S)) | NO.1 ELEVATOR CONTROL PANEL(SPT) | PR022 | 15 | NO.2 ELEV. (FWD PUMP RM(P)) | NO.2 ELEVATOR CONTROL PANEL(SPT) | PR072 | 15 |  |  | 15.4
LTG | 24 | ELD-12B | MY4 | SAFETY DK.(S) | 3WAY ROTARY SW-W.T | SF117 | 6 | SF DK(S) | 3WAY ROTARY SW-W.T | SF157 | 6 |  |  | 13.2
COMM | 13 | N-CCTV-11 | DY2 | BCR | CCTV RACK | TOSCTR | 3 | AFT P/P RM(S) | NO.11 CCTV CAMERA | PR125 | 5 |  |  | 14.8 | SF114A
LTG | 16 | LD23-50C | DY2 | FWD P/P RM(P) | RP(W.T) | PR079 | 5 | FWD P/P RM(P) | RP(W.T) | TW043 | 11 |  |  | 14.8
POWER | 37 | P-1GS-05H | TY1 | LV SWBD RM(S) | LV SWBD GROUP STARTER PANEL | TWMSB34 | 4 | FWD P/P RM(S) | VACCUM P/P | PR019 | 4 |  |  | 14.5
POWER | 46 | P-2F-34 | TY6 | LV SWBD RM(P) | LV SWBD (P) / AC380V FEEDER PANEL | TWMPC4 | 4 | ELEV. MACH. RM4 | NO.4 ELEVATOR CONTROL PANEL | PR172 | 15 |  |  | 18.3
LTG | 17 | LD12-04B | MY4 | SAFETY DK.(S) | 3WAY ROTARY SW.-W.T | SF117 | 5 | SF DK(S) | 3WAY ROTARY SW.-W.T | SF159 | 5 |  |  | 13.2
LTG | 17 | LD12-03B | MY4 | SAFETY DK.(S) | 3WAY ROTARY SW.-W.T | SF117 | 5 | SF DK(S) | 3WAY ROTARY SW.-W.T | SF159 | 5 |  |  | 13.2
LTG | 22 | ELD-53X | DY2 | TW DK(P) | LTG J/B | TW033 | 6 | TW DK(P) | LED LTG(E)_25WX2(SURFACE) | TW068 | 5 |  |  | 14.8
LTG | 24 | ELD-11X | DY2 | LV SWBD RM(S) | ELD-11 PANEL | TW188B | 3 | SF DK(S) | LTG J/B | SF166 | 7 |  |  | 14.8
POWER | 41 | P-1GS-22A | MY7 | LV SWBD RM(S) | LV SWBD GROUP STARTER PANEL | TWMSB12 | 4 | MECH. W/S(S) | R.P.B | TW106 | 5 |  |  | 15.2
POWER | 33 | P-1GS-01Q | TY1 | LV SWBD RM(S) | LV SWBD GROUP STARTER PANEL | TWMSB8 | 4 | FWD P/P RM(S) | VACCUM P/P | PR034 | 4 |  |  | 14.5
POWER | 77 | P-DC-11JB | DY4 | LV SWBD RM(S) | NO.1 DC24V BCDC | TW186A | 3 | AFT PUMP ROOM / STBD | EMERGENCY DC24V LIGHT | PR101 | 6 |  |  | 15.9 | SF114A,SF130A
FIRE | 21 | PA-EL01 | FTY2 | HV SWBD RM(S) | SPEAKER (5W-N.W.T) | TW156 | 7 | ELEV. MACH. RM1 | ELEV. CP1_SPEAK | PR022 | 17 |  |  | 17
FIRE | 23 | PA-54 | FTY2 | PORT TOP DECK FR.54 | SPEAKER (20W-W.T) | SF052 | 5 | PORT TOP DECK FR.71 | SPEAKER (20W-W.T) | SF071 | 10 |  |  | 17
POWER | 91 | P-CT-01E | TY25 | FWD DK STORE(S) | NO.1 CAPATAN STARTER | SF175D | 2 | TOP DK(S) | NO.1 CAPSTAN | SF171 | 5 |  |  | 27.3
POWER | 91 | P-CT-01 | TY25 | FWD DK STORE(S) | NO.1 CAPATAN STARTER | SF175D | 2 | TOP DK(S) | NO.1 CAPSTAN | SF171 | 5 |  |  | 27.3
POWER | 41 | P-1GS-22 | TY2 | LV SWBD RM(S) | LV SWBD GROUP STARTER PANEL | TWMSB12 | 4 | TW_DK(S) | MECH W/SHOP(S) SUPPLY FAN | TW106 | 5 |  |  | 15.5 | TW185
POWER | 22 | P-1F-32 | TY2 | LV SWBD RM(S) | LV SWBD AC380V FEEDER PANEL | TWMSC4 | 4 | TW DK(P) | PORT SEWAGE TREAT CONTROL PANEL | TW104 | 10 |  |  | 15.5 | TW185
FIRE | 22 | PA-42 | FTY2 | AFT P/P RM STAIRWAY(S) | SPEAKER (5W-W.T) | SF112 | 7 | LV SWBD RM(S) | SPEAKER (5W-N.W.T) | TW132 | 6 |  |  | 17 | SF130A
POWER | 89 | P-CW-02D | MY4 | FWD P/P RM STAIRWAY(P) | NO.2 CABLE COLL;G WINCH STARTER | SF059C | 3 | LV SWBD RM(P) | NO.2 MAMS I/O CABINET | TW087A | 3 |  |  | 13.2
POWER | 77 | P-DC-10JB | DY6 | LV SWBD RM(S) | NO.1 DC24V BCDC | TW186A | 3 | AFT P/P RM STAIRWAY(S) | JUNCTIONBOX | SF112 | 4 |  |  | 17.4 | SF130A
LTG | 13 | LD22-02D--02G | DY2 | SAFETY DK.(P) | LED LTG_25WX2(SURFACE) | SF99S | 110 | SF DK(P) | LED LTG_25WX2(SURFACE) | SF99S | 10 |  |  | 14.8
FIRE | 21 | PA-07 | FTY2 | STBD TOP DECK FR.54 | SPEAKER (20W-W.T) | SF157 | 7 | STBD TOP DECK FR.71 | SPEAKER (20W-W.T) | SF181 | 7 |  |  | 17
POWER | 102 | P-1F-42 | TY16 | LV SWBD RM(S) | LV SWBD AC380V FEEDER PANEL | TWMSC2 | 5 | TWEEN DK(S) | AIR COND CONTROL PANEL(PID-07) | TW127 | 10 |  |  | 23.2
LTG | 17 | LD12-01 | DY2 | LV SWBD RM(S) | LD-12 PANEL | TW188D | 3 | TW DK(S) | LED LTG_25WX2(SURFACE) | SF167 | 6 |  |  | 14.8
POWER | 28 | P-1L-10 | DY2 | LV SWBD RM(S) | LV SWBD AC220V FEEDER PANEL | TWMSA | 4 | NO.1 VOID(S) | UV STERILIZER | TW181A | 15 |  |  | 14.8 | TW200
LTG | 17 | LD12-02 | DY2 | LV SWBD RM(S) | LD-12 PANEL | TW188D | 3 | TW DK(S) | LED LTG_25WX2(FLUSH) | SF167 | 7 |  |  | 14.8
FIRE | 23 | PA-69 | FTY2 | ELEC W/S(P) | SPEAKER (5W-W.T) | TW010 | 6 | TR RM(P) | SPEAKER (5W-N.W.T) | TW079G | 6 |  |  | 17
POWER | 61 | P-2GS-22G | MY33 | LV SWBD RM(P) | LV SWBD GROUP STARTER PANEL | TWMPD78 | 4 | TW DK(P) | NO.1 MAMS I/O CABINET | TW008B | 3 |  |  | 27
POWER | 61 | P-2GS-22F | MY33 | LV SWBD RM(P) | LV SWBD GROUP STARTER PANEL | TWMPD78 | 4 | TW DK(P) | NO.1 MAMS I/O CABINET | TW008B | 3 |  |  | 27
POWER | 61 | P-2GS-22E | MY33 | LV SWBD RM(P) | LV SWBD GROUP STARTER PANEL | TWMPD78 | 4 | TW DK(P) | NO.1 MAMS I/O CABINET | TW008B | 3 |  |  | 27
POWER | 61 | P-2GS-22D | MY33 | LV SWBD RM(P) | LV SWBD GROUP STARTER PANEL | TWMPD78 | 4 | TW DK(P) | NO.1 MAMS I/O CABINET | TW008B | 3 |  |  | 27
POWER | 61 | P-2GS-22C | MY33 | LV SWBD RM(P) | LV SWBD GROUP STARTER PANEL | TWMPD78 | 4 | TW DK(P) | NO.1 MAMS I/O CABINET | TW008B | 3 |  |  | 27
POWER | 38 | P-1GS-25A | DY2 | LV SWBD RM(S) | LV SWBD GROUP STARTER PANEL | TWMSB34 | 4 | AFT P/P RM(S) | DISCHAGE PUMP FOR AFT STBD SLOP TANK | PR103 | 20 |  |  | 14.8 | TWMSB34F,SFS30A,SF114A
COMM | 10 | C-SPT-01 | MYS19 | BCR | S.P.T FOR BCC | TOSBCC2 | 3 | LV SWBD RM(S) | SPT-1 CONNECTION BOX | TW190B | 3 |  |  | 22.2 | SF142A,SFS38A
POWER | 105 | P-1F-41E | MY12 | TR RM(S) | AIR COND CONTROL PANEL(PID-12) | TW154 | 10 | TOP DK(S) | CONDENSING UNIT J/B(POD-12) | SF143 | 7 |  |  | 19
POWER | 34 | P-1GS-02E | DY2 | LV SWBD RM(S) | LV SWBD GROUP STARTER PANEL | TWMSB7 | 4 | FWD P/P RM(S) | NO.2 LOCAL IND PANEL | PR005C | 3 |  |  | 14.8 | SF162A
POWER | 61 | P-2GS-22B | MY33 | LV SWBD RM(P) | LV SWBD GROUP STARTER PANEL | TWMPD78 | 4 | TW DK(P) | NO.1 MAMS I/O CABINET | TW008B | 4 |  |  | 27
POWER | 61 | P-2GS-22A | MY33 | LV SWBD RM(P) | LV SWBD GROUP STARTER PANEL | TWMPD78 | 4 | TW DK(P) | NO.1 MAMS I/O CABINET | TW008B | 4 |  |  | 27
POWER | 33 | P-1GS-01E | DY2 | LV SWBD RM(S) | LV SWBD GROUP STARTER PANEL | TWMSB8 | 4 | FWD P/P RM(S) | NO.1 LOCAL IND PANEL | PR005E | 3 |  |  | 14.8 | SF162A
POWER | 105 | P-1F-41B | TY6 | TR RM(S) | AIR COND CONTROL PANEL(PID-12) | TW154 | 10 | TOP DK(S) | CONDENSING UNIT J/B(POD-12) | SF143 | 7 |  |  | 18.3
POWER | 105 | P-1F-41A | TY6 | TR RM(S) | AIR COND CONTROL PANEL(PID-12) | TW154 | 10 | TOP DK(S) | CONDENSING UNIT J/B(POD-12) | SF143 | 7 |  |  | 18.3
FIRE | 16 | FA-100 | FMY2 | B.C.R(S) | NO.2 T2000 CONTROL UNIT | TO154 | 10 | AFT_P/P RM PIPE DUCT(P) | SMOKE DETECTOR(W.T) | PR163 | 3 |  |  | 12.6 | SF114A
POWER | 39 | P-1GS-33A | TTYS14 | LV SWBD RM(S) | LV SWBD GROUP STARTER PANEL | TWMSB8 | 4 | BCR | BALLAST CONTROL CONSOLE | TOSBCC2 | 4 |  |  | 26.9 | SF142A
COMM | 12 | N-CCTV-04 | DY2 | BCR | CCTV RACK | TOSCTR | 3 | TOP DK(S) | NO.4 CCTV CAMERA | SF102 | 7 |  |  | 14.8
LTG | 21 | LD13-08 | DY2 | LV SWBD RM(S) | LD-13 PANEL | TW188C | 3 | FWD P/P RM(S) | LED LTG_25WX2(SURFACE) | PR007 | 9 |  |  | 14.8
LTG | 28 | P-DC-05A--05C | DY2 | TW DK(S) | EMCY LTG 24V DC POWER | TW99S | 120 | TW DK(S) | EMCY LTG 24V DC POWER | TW99S | 10 |  |  | 14.8
LTG | 28 | P-DC-02A--02C | DY2 | SAFETY DK.(S) | EMCY LTG 24V DC POWER | SF99S | 120 | SF DK(S) | EMCY LTG 24V DC POWER | SF99S | 10 |  |  | 14.8
LTG | 28 | P-DC-01F--01H | DY2 | SAFETY DK.(S) | EMCY LTG 24V DC POWER | SF99S | 120 | SF DK(S) | EMCY LTG 24V DC POWER | SF99S | 10 |  |  | 14.8
POWER | 38 | P-1GS-07A | DY2 | LV SWBD RM(S) | LV SWBD GROUP STARTER PANEL | TWMSB34 | 4 | FWD P/P RM(S) | DISCHAGE PUMP FOR FWD STBD SLOP TANK | PR003 | 20 |  |  | 14.8 | SF162A
LTG | 13 | LD22-02L--02P | DY2 | SAFETY DK.(P) | LED LTG_25WX2(SURFACE) | SF99P | 120 | SF DK(P) | LED LTG_25WX2(SURFACE) | SF99P | 10 |  |  | 14.8
LTG | 20 | LD13-06D--06I | DY2 | TW DK(S) | LED LTG_25WX2(SURFACE) | TW99S | 120 | TW DK(S) | LED LTG_25WX2(SURFACE) | TW99S | 10 |  |  | 14.8
LTG | 24 | ELD-14D | DY2 | TOP DK.(S) | LED LTG(E)_25WX2(SURFACE) | TO99S | 120 | SF DK(S) | LED LTG(E)_25WX2(SURFACE) | TO99S | 10 |  |  | 14.8
POWER | 31 | P-1L-53 | TY16 | LV SWBD RM(S) | LV SWBD AC220V FEEDER PANEL | TWMSA | 4 | SAFETY DK(S) | LIGHTING PANEL FOR SUB-CONTRACTOR(LSD-14) | TW147 | 5 |  |  | 23.2
POWER | 27 | P-1L-06 | TY16 | LV SWBD RM(S) | LV SWBD AC220V FEEDER PANEL | TWMSA | 4 | BCR | B.C.C-AC220V POWER SUPPLY | TOSBCC2 | 5 |  |  | 23.2 | SF142A,SFS38A
COMM | 13 | N-CCTV-15A | CAT6 | BCR | CCTV RACK | TOSCTR | 3 | TOP DK(P) | NO.15 CCTV CAMERA | SF021 | 6 |  |  | 14 | SF114A
POWER | 98 | P-2MG-01 | TY6 | AFT P/P RM(P) | AFT ICAF CONTROL PANEL | PR178 | 3 | AFT P/P RM(S) | J/B | PR102 | 10 |  |  | 18.3
POWER | 97 | P-1MG-01 | TY6 | FWD P/P RM(P) | FWD ICAF CONTROL PANEL | PR078 | 3 | FWD P/P RM(S) | J/B | PR002 | 10 |  |  | 18.3
POWER | 57 | P-2GS-04J | MY2 | LV SWBD RM(P) | LV SWBD GROUP STARTER PANEL | TWMPD4 | 4 | BCR | EM'CY STOP P.B(B.C.C) | TOSBCC2 | 5 |  |  | 12 | SF114A,TWMPD4F
POWER | 95 | P-1F-22G | MY19 | SAFETY DK(S) | AIRCON CONTROL PANEL(PID-16) | TW174 | 7 | SAFETY DK(S) | CONDENSING UNIT J/B(POD-16) | SF176 | 10 |  |  | 22
COMM | 13 | N-CCTV-14A | CAT6 | BCR | CCTV RACK | TOSCTR | 3 | TOP DK(P) | NO.14 CCTV CAMERA | SF052 | 6 |  |  | 14 | PA051
POWER | 56 | P-2GS-03J | MY2 | LV SWBD RM(P) | LV SWBD GROUP STARTER PANEL | TWMPD3 | 4 | BCR | EM'CY STOP P.B(B.C.C) | TOSBCC2 | 5 |  |  | 12 | SF114A,TWMPD3F
FIRE | 21 | PA-05 | FTY2 | STBD TOP DECK FR.25 | SPEAKER (20W-W.T) | SF123 | 5 | STBD TOP DECK FR.40 | SPEAKER (20W-W.T) | SF147 | 7 |  |  | 17
POWER | 55 | P-2GS-02J | MY2 | LV SWBD RM(P) | LV SWBD GROUP STARTER PANEL | TWMPD2 | 4 | BCR | EM'CY STOP P.B(B.C.C) | TOSBCC2 | 5 |  |  | 12 | SF114A
POWER | 54 | P-2GS-01J | MY2 | LV SWBD RM(P) | GSP (NO.3 BALLAST P/P) | TWMPD1 | 4 | BCR | EM'CY STOP P.B (BCR) | TOSBCC2 | 5 |  |  | 12 | SF114A
POWER | 91 | P-CT-01D | MY4 | FWD DK STORE(S) | NO.1 CAPATAN STARTER | SF175D | 2 | LV SWBD RM(S) | NO.3 MAMS I/O CABINET | TW185C | 4 |  |  | 13.2 | TW200
LTG | 17 | LD12-04C | DY2 | SAFETY DK.(S) | 3WAY ROTARY SW.-W.T | SF159 | 5 | SF DK(S) | LED LTG_25WX2(SURFACE) | SF120 | 7 |  |  | 14.8
LTG | 24 | ELD-12C | DY2 | SAFETY DK.(S) | 3WAY ROTARY SW-W.T | SF157 | 6 | SF DK(S) | LED LTG(E)_25WX2(SURFACE) | SF117 | 6 |  |  | 14.8
POWER | 77 | P-DC-08JB | DY4 | LV SWBD RM(S) | NO.1 DC24V BCDC | TW186A | 3 | FWD P/P RM STAIRWAY(S) | JUNCTIONBOX | SF162 | 5 |  |  | 15.9
COMM | 13 | N-CCTV-17A | CAT6 | BCR | CCTV RACK | TOSCTR | 3 | LV SWBD RM(P) | NO.17 CCTV CAMERA | TW031 | 7 |  |  | 14 | TW128B
CONT | 61 | A-SP-08 | MY12 | BCR | BCC | TOSBCC2 | 5 | MEETING RM(S) | VRCS CABINET | TW157 | 5 |  |  | 19
FIRE | 14 | FC-05 | MY2 | BCR | NO.2 FIRE DETECTION RELAY UNIT | TOS38A | 3 | LV SWBD RM(P) | L.V SWBD INCOM. PANEL | TWMPA | 4 |  |  | 12 | TW128B
POWER | 40 | P-1GS-11A | MY7 | LV SWBD RM(S) | LV SWBD GROUP STARTER PANEL | TWMSB12 | 4 | GALLEY(S) | R.P.B | SF170 | 10 |  |  | 15.2
POWER | 28 | P-1L-11 | DY10 | LV SWBD RM(S) | LV SWBD AC220V FEEDER PANEL | TWMSA | 4 | GEN. RM | NO.1 G/E COOLANT HEATER(LEFT SIDE) | TW120A | 15 |  |  | 19.3 | TW185
LTG | 17 | LD12-03C | DY2 | SAFETY DK.(S) | 3WAY ROTARY SW.-W.T | SF159 | 5 | SF DK(S) | LED LTG_25WX2(SURFACE) | SF119 | 7 |  |  | 14.8
POWER | 94 | P-CT-08E | TY25 | AFT DK STORE(P) | NO.8 CAPATAN STARTER | SF003D | 3 | TOP DK(P) | NO.8 CAPSTAN | SF008 | 5 |  |  | 27.3
POWER | 94 | P-CT-08 | TY25 | AFT DK STORE(P) | NO.8 CAPATAN STARTER | SF003D | 3 | TOP DK(P) | NO.8 CAPSTAN | SF008 | 5 |  |  | 27.3
POWER | 47 | P-2F-41 | TY25 | LV SWBD RM(P) | LV SWBD AC380V FEEDER PANEL | TWMPC3 | 4 | TR RM(P) | AIR COND CONTROL PANEL(PID-03) | TWP29B | 10 |  |  | 27.3
CONT | 9 | P-DC-108 | DY2 | BCR | BCC(PSU & BATT.) | TOSBCC1 | 5 | AFT P/P RM(C) | CAN BRIDGE BOX | PR130 | 3 |  |  | 14.8 | SF114A
POWER | 40 | P-1GS-11 | TY2 | LV SWBD RM(S) | LV SWBD GROUP STARTER PANEL | TWMSB12 | 4 | TOP DK(S) | GALLEY EXH VENT FAN | SF170 | 10 |  |  | 15.5
POWER | 42 | P-2GS-19 | MY2 | LV SWBD RM(P) | LV SWBD GROUP STARTER PANEL | TWMPA | 4 | BCR | B.C.C(EM'CY STOP P.B FOR VENT FANS) | TOSBCC2 | 5 |  |  | 12 | SF114A
POWER | 76 | P-1PB-08 | DY16 | LV SWBD RM(S) | NO.1 DC24V BCDC | TW186A | 3 | BCR | BCC(PUBLIC ADDRESS SYS) | TOSADR | 3 |  |  | 21.8 | SF142A
POWER | 75 | P-1PB-03 | DY16 | LV SWBD RM(S) | NO.1 DC24V BCDC | TW186A | 3 | BCR | PUBLIC ADDRESS SYSTEM | TOSADR | 3 |  |  | 21.8 | SF142A
COMM | 12 | N-CCTV-01 | DY2 | BCR | CCTV RACK | TOSCTR | 3 | TOP DK(S) | NO.1 CCTV CAMERA | SF181 | 7 |  |  | 14.8
POWER | 40 | P-1GS-12A | MY7 | LV SWBD RM(S) | LV SWBD GROUP STARTER PANEL | TWMSB12 | 4 | MESS ROOM(S) | R.P.B | SF172 | 10 |  |  | 15.2
LTG | 22 | ELD-50 | DY2 | LV SWBD RM(P) | ELD-21 PANEL | TW086F | 2 | SF DK(P) | ROTARY SW-W.T | SF059C | 4 |  |  | 14.8
LTG | 25 | ELD-21B | DY2 | TW DK(P) | SPT J/B | TW118 | 6 | TW DK(P) | SPT J/B | TW171 | 6 |  |  | 14.8
POWER | 78 | P-2PB-04 | DY6 | LV SWBD RM(P) | NO.2 DC24V BCDC | TW008A | 3 | AFT PIPE TRUNK(C) | NO.2 BCS I/O CABINET | PR130 | 4 |  |  | 17.4 | PA151
POWER | 40 | P-1GS-12 | TY2 | LV SWBD RM(S) | LV SWBD GROUP STARTER PANEL | TWMSB12 | 4 | TOP DK(S) | MESS RM EXH VENT FAN | SF172 | 10 |  |  | 15.5
FIRE | 23 | PA-52 | FTY2 | PORT TOP DECK FR.25 | SPEAKER (20W-W.T) | SF022 | 7 | PORT TOP DECK FR.40 | SPEAKER (20W-W.T) | SF043 | 7 |  |  | 17
POWER | 22 | P-1F-35 | TY2 | LV SWBD RM(S) | LV SWBD AC380V FEEDER PANEL | TWMSC4 | 4 | SAFETY DK(S) | STARTER FOR CABLE REEL | TW101B | 10 |  |  | 15.5
POWER | 77 | P-DC-01JB | DY4 | LV SWBD RM(S) | NO.1 DC24V BCDC | TW186A | 3 | STBD(FWD) | EMERGENCY DC24V LIGHT | SF166 | 5 |  |  | 15.9 | TW200
POWER | 28 | P-1L-12 | DY10 | LV SWBD RM(S) | LV SWBD AC220V FEEDER PANEL | TWMSA | 4 | GEN. RM | NO.2 G/E COOLANT HEATER(LEFT SIDE) | TW119A | 15 |  |  | 19.3 | TW185
POWER | 46 | P-2F-28 | TY6 | LV SWBD RM(P) | LV SWBD (P) / AC380V FEEDER PANEL | TWMPC4 | 4 | TW_DK(P) | AIR DRYER CONTROL PANEL | TW049 | 10 |  |  | 18.3
LTG | 23 | ELD-55 | DY2 | LV SWBD RM(P) | ELD-21 PANEL | TW086F | 2 | SF DK(P) | LED LTG(E)_25WX2(SURFACE) | SF057 | 8 |  |  | 14.8
LTG | 15 | LD23-01 | DY2 | LV SWBD RM(P) | LD-23 PANEL | TW086E | 2 | TW DK(P) | LTG J/B | TW070 | 5 |  |  | 14.8
LTG | 13 | LD22-01 | DY2 | LV SWBD RM(P) | LD-22 PANEL | TW086C | 3 | SF DK(P) | LED LTG_25WX2(SURFACE) | SF060 | 8 |  |  | 14.8
POWER | 39 | P-1GS-30G | MY33 | LV SWBD RM(S) | LV SWBD GROUP STARTER PANEL | TWMSB7 | 4 | BCR | BCR GROUP PANEL | TOSBCG | 3 |  |  | 27 | SF142A,SFS38A
POWER | 39 | P-1GS-30F | MY33 | LV SWBD RM(S) | LV SWBD GROUP STARTER PANEL | TWMSB7 | 4 | BCR | BCR GROUP PANEL | TOSBCG | 3 |  |  | 27 | SF142A,SFS38A
COMM | 13 | N-CCTV-16A | CAT6 | BCR | CCTV RACK | TOSCTR | 3 | TOP DK(P) | NO.16 CCTV CAMERA | SF001 | 8 |  |  | 14 | SF114A
POWER | 55 | P-2GS-02Q | TY1 | LV SWBD RM(P) | LV SWBD GROUP STARTER PANEL | TWMPD2 | 4 | FWD P/P RM(P) | VACCUM P/P | PR082 | 4 |  |  | 14.5
POWER | 63 | P-2FC-01 | MY19 | TR RM(P) | NO.2 FREQ. CONVERTER | TW2FCOUT | 4 | LV SWBD RM(P) | NO.2 MAMS I.O CABINET | TW087A | 3 |  |  | 22
COMM | 11 | C-SPT-EL | MYS7 | BCC | S.P.T(ELEV.) FOR BCC | TOSBCC2 | 8 | NO.1 ELEV. (FWD PUMP RM(S)) | NO.1 ELEVATOR CONTROL PANEL(SPT) | PR022 | 15 |  |  | 15.4
COMM | 13 | N-CCTV-13A | CAT6 | BCR | CCTV RACK | TOSCTR | 3 | TOP DK(P) | NO.13 CCTV CAMERA | SF071 | 8 |  |  | 14 | PA051
POWER | 91 | P-CT-02D | MY4 | FWD DK STORE(P) | NO.2 CAPATAN STARTER | SF067D | 2 | LV SWBD RM(P) | NO.2 MAMS I/O CABINET | TW087A | 3 |  |  | 13.2
POWER | 30 | P-1L-27 | DY2 | LV SWBD RM(S) | LV SWBD AC220V FEEDER PANEL | TWMSA | 4 | SF DK(S) | SHORE CONN. BOX | SF182 | 10 |  |  | 14.8
POWER | 14 | P-1F-71 | MYS44 | LV SWBD RM(S) | LV SWBD INCOMING PANEL | TWMSG | 4 | LV SWBD RM(S) | NO.3 MAMS I/O CABINET | TW185C | 4 |  |  | 32.5
POWER | 39 | P-1GS-30E | MY33 | LV SWBD RM(S) | LV SWBD GROUP STARTER PANEL | TWMSB7 | 4 | BCR | BCR GROUP PANEL | TOSBCG | 4 |  |  | 27 | SF142A,SFS38A
POWER | 54 | P-2GS-01Q | TY1 | LV SWBD RM(P) | LV SWBD GROUP STARTER PANEL | TWMPD1 | 4 | FWD P/P RM(P) | VACCUM P/P | PR084 | 4 |  |  | 14.5
POWER | 21 | P-1F-27 | TY2 | LV SWBD RM(S) | LV SWBD AC380V FEEDER PANEL | TWMSC5 | 4 | NO.1 VOID(S) | NO.1 F.W HYD UNIT CONTROL PANEL | TW181A | 15 |  |  | 15.5 | TW200
POWER | 52 | P-2L-56 | TY16 | LV SWBD RM(P) | LV SWBD (P) / AC220V FEEDER PANEL | TWMPE | 4 | SF DK(P) | LSD-27 PANEL | TW011 | 10 |  |  | 23.2
POWER | 55 | P-2GS-02E | DY2 | LV SWBD RM(P) | LV SWBD GROUP STARTER PANEL | TWMPD2 | 4 | FWD P/P RM(P) | NO.4 LOCAL IND PANEL | PR055C | 3 |  |  | 14.8 | PA051,TWMPD2F
POWER | 62 | P-1FC-01 | MY19 | TR RM(S) | NO.1 FREQ. CONVERTER | TW1FCOUT | 4 | LV SWBD RM(S) | NO.3 MAMS I.O CABINET | TW185C | 4 |  |  | 22
COMM | 14 | N-CCTV-21A | CAT6 | BCR | CCTV RACK | TOSCTR | 3 | COMPRESSOR RM(P) | NO.21 CCTV CAMERA | SFP46A | 8 |  |  | 14 | PA051
POWER | 54 | P-2GS-01E | DY2 | LV SWBD RM(P) | LV SWBD GROUP STARTER PANEL | TWMPD1 | 4 | FWD P/P RM(P) | NO.3 LOCAL IND PANEL | PR055E | 3 |  |  | 14.8 | PA051
POWER | 28 | P-1L-13C | DY2 | TOP DK(S) | J/B FOR LOCAL CONTROL PANEL FORDISTANCE MEASURING | SF162 | 5 | TOP DK(S) | J/B FOR LOCAL CONTROL PANEL FOR DISTANCE MEASURING | SF112 | 8 |  |  | 14.8
COMM | 13 | N-CCTV-18A | CAT6 | BCR | CCTV RACK | TOSCTR | 3 | TR RM(P) | NO.18 CCTV CAMERA | TW043 | 7 |  |  | 14 | TW128B
POWER | 77 | P-DC-09JB | DY4 | LV SWBD RM(S) | NO.1 DC24V BCDC | TW186A | 3 | FWD P/P RM(S) | EMERGENCY DC24V LIGHT | PR001 | 6 |  |  | 15.9
POWER | 23 | P-1F-37 | TY4 | LV SWBD RM(S) | LV SWBD AC380V FEEDER PANEL | TWMSC4 | 4 | HV SWBD RM(S) | AIR COND CONTROL PANEL(PID-14) | SF107 | 14 |  |  | 16.9 | TWMSC4F,SF130A
LTG | 10 | NS-01A | DY2 | BCR | NAV.& SIG_LTG. CONT. PANEL | TO152 | 10 | TOP DK(S) | J/B FOR SIDE LTG (STBD) | SF182 | 10 |  |  | 14.8
LTG | 10 | NS-01 | DY2 | BCR | NAV.& SIG_LTG. CONT. PANEL | TO152 | 10 | TOP DK(S) | J/B FOR SIDE LTG (STBD) | SF182 | 10 |  |  | 14.8
LTG | 16 | LD23-50 | DY2 | LV SWBD RM(P) | LD-23 PANEL | TW086E | 2 | TW DK(P) | RP(W.T) | TWP65A | 5 |  |  | 14.8
POWER | 58 | P-2GS-05H | TY1 | LV SWBD RM(P) | LV SWBD GROUP STARTER PANEL | TWMPD56 | 4 | FWD P/P RM(S) | VACCUM P/P | PR069 | 4 |  |  | 14.5
POWER | 59 | P-2GS-07K | TY1 | LV SWBD RM(P) | LV SWBD GROUP STARTER PANEL | TWMPD56 | 4 | FWD P/P RM(P) | VACCUM P/P | PR076 | 12 |  |  | 14.5
POWER | 39 | P-1GS-32G | MY33 | LV SWBD RM(S) | LV SWBD GROUP STARTER PANEL | TWMSB12 | 4 | LV SWBD RM(S) | NO.3 MAMS I/O CABINET | TW185C | 4 |  |  | 27
POWER | 39 | P-1GS-32F | MY33 | LV SWBD RM(S) | LV SWBD GROUP STARTER PANEL | TWMSB12 | 4 | LV SWBD RM(S) | NO.3 MAMS I/O CABINET | TW185C | 4 |  |  | 27
POWER | 39 | P-1GS-32E | MY33 | LV SWBD RM(S) | LV SWBD GROUP STARTER PANEL | TWMSB12 | 4 | LV SWBD RM(S) | NO.3 MAMS I/O CABINET | TW185C | 4 |  |  | 27
POWER | 39 | P-1GS-32D | MY33 | LV SWBD RM(S) | LV SWBD GROUP STARTER PANEL | TWMSB12 | 4 | LV SWBD RM(S) | NO.3 MAMS I/O CABINET | TW185C | 4 |  |  | 27
POWER | 39 | P-1GS-32C | MY33 | LV SWBD RM(S) | LV SWBD GROUP STARTER PANEL | TWMSB12 | 4 | LV SWBD RM(S) | NO.3 MAMS I/O CABINET | TW185C | 4 |  |  | 27
POWER | 39 | P-1GS-32B | MY33 | LV SWBD RM(S) | LV SWBD GROUP STARTER PANEL | TWMSB12 | 4 | LV SWBD RM(S) | NO.3 MAMS I/O CABINET | TW185C | 4 |  |  | 27
POWER | 39 | P-1GS-32A | MY33 | LV SWBD RM(S) | LV SWBD GROUP STARTER PANEL | TWMSB12 | 4 | LV SWBD RM(S) | NO.3 MAMS I/O CABINET | TW185C | 4 |  |  | 27
POWER | 61 | P-2GS-12B | MY7 | LV SWBD RM(P) | LV SWBD GROUP STARTER PANEL | TWMPD78 | 4 | TOP DK(P) | R.P.R | SF055 | 5 |  |  | 15.2
LTG | 17 | LD12-01B--01G | DY2 | SAFETY DK.(S) | LED LTG_25WX2(SURFACE) | SF99S | 150 | SF DK(S) | LED LTG_25WX2(SURFACE) | SF99S | 10 |  |  | 14.8
LTG | 23 | ELD-57A--57H | DY2 | AFT P/P RM(P) | LED LTG(E)_25WX2(SURFACE) | PR99AP | 20 | AFT P/P RM(P) | LED LTG(E)_25WX2(SURFACE) | PR99AP | 140 |  |  | 14.8
LTG | 23 | ELD-55A--55H | DY2 | FWD P/P RM(P) | LED LTG(E)_25WX2(SURFACE) | PR99FP | 20 | FWD P/P RM(P) | LED LTG(E)_25WX2(SURFACE) | PR99FP | 140 |  |  | 14.8
LTG | 25 | ELD-19A--19H | DY2 | AFT P/P RM(S) | LED LTG(E)_25WX2(SURFACE) | PR99AS | 20 | AFT P/P RM(S) | LED LTG(E)_25WX2(SURFACE) | PR99AS | 140 |  |  | 14.8
LTG | 25 | ELD-17A--17H | DY2 | FWD P/P RM(S) | LED LTG(E)_25WX2(SURFACE) | PR99FS | 20 | FWD P/P RM(S) | LED LTG(E)_25WX2(SURFACE) | PR99FS | 140 |  |  | 14.8
CONT | 61 | A-SP-09 | MY12 | LV SWBD RM(S) | NO.3 MAMS I/O CABINET | TW185C | 3 | MEETING RM(S) | VRCS CABINET | TW157 | 5 |  |  | 19 | TW200
FIRE | 20 | PAC-03 | FMY12 | BCR | PUBLIC ADRRES MAIN UNIT | TOSADR | 4 | LV SWBD RM(S) | NO.3 MAMS I/O CABINET | TW185C | 3 |  |  | 20.7 | SF142A
CONT | 8 | A-NT-50A | TTYS2 | LV SWBD RM(S) | BALLST V/V CONTROL CENTER | TW185B | 3 | FWD PIPE DUCT( C) | NO.1 BCS I/O CABINET | PR030 | 4 |  |  | 15.7 | TW200
CONT | 8 | A-NT-50 | TTYS2 | LV SWBD RM(S) | BALLST V/V CONTROL CENTER | TW185B | 3 | FWD PIPE DUTE | NO.1 BCS I/O CABINET | PR030 | 4 |  |  | 15.7 | TW200
POWER | 50 | P-2L-04 | DY2 | LV SWBD RM(P) | LV SWBD (P) / AC220V FEEDER PANEL | TWMPE | 4 | FWD P/P RM(P) | FWD ICAF CONTROL PANEL | PR078 | 3 |  |  | 14.8 | PA051
LTG | 23 | ELD-56 | DY2 | LV SWBD RM(P) | ELD-21 PANEL | TW086F | 2 | FWD P/P RM(P) | LED LTG(E)_25WX2(SURFACE) | PR067 | 5 |  |  | 14.8
POWER | 45 | P-2F-20 | TY2 | LV SWBD RM(P) | LV SWBD (P) / AC380V FEEDER PANEL | TWMPC3 | 4 | FWD P/P RM ENT(P) | NO.2 CABLE COLLECTING WINCH (P) STARTER | SF059C | 3 |  |  | 15.5 | SF045
POWER | 59 | P-2GS-17A | DY2 | LV SWBD RM(P) | LV SWBD GROUP STARTER PANEL | TWMPD78 | 4 | FWD P/P RM(P) | DISCHAGE PUMP FOR FWD PORT SLOP TANK | PR053 | 20 |  |  | 14.8
LTG | 16 | LD23-06 | DY2 | LV SWBD RM(P) | LD-23 PANEL | TW086E | 2 | FWD P/P RM(S) | LED LTG_25WX2(SURFACE) | PR055E | 7 |  |  | 14.8
POWER | 39 | P-1GS-30D | MY33 | LV SWBD RM(S) | LV SWBD GROUP STARTER PANEL | TWMSB7 | 4 | BCR | BALLAST CONTROL CONSOLE | TOSBCC2 | 4 |  |  | 27 | SF142A,SFS38A
POWER | 39 | P-1GS-30C | MY33 | LV SWBD RM(S) | LV SWBD GROUP STARTER PANEL | TWMSB7 | 4 | BCR | BALLAST CONTROL CONSOLE | TOSBCC2 | 4 |  |  | 27 | SF142A,SFS38A
POWER | 39 | P-1GS-30B | MY33 | LV SWBD RM(S) | LV SWBD GROUP STARTER PANEL | TWMSB7 | 4 | BCR | BALLAST CONTROL CONSOLE | TOSBCC2 | 4 |  |  | 27 | SF142A,SFS38A
POWER | 39 | P-1GS-30A | MY33 | LV SWBD RM(S) | LV SWBD GROUP STARTER PANEL | TWMSB7 | 4 | BCR | BALLAST CONTROL CONSOLE | TOSBCC2 | 4 |  |  | 27 | SF142A,SFS38A
POWER | 47 | P-2F-39 | TY25 | LV SWBD RM(P) | LV SWBD (P) / AC380V FEEDER PANEL | TWMPC1 | 4 | LV SWBD RM(P) | AIR COND CONTROL PANEL(PID-01) | TW020A | 10 |  |  | 27.3
POWER | 96 | P-1F-44 | TY16 | LV SWBD RM(S) | LV SWBD AC380V FEEDER PANEL | TWMSC2 | 5 | SAFETY DK(S) | AIR COOLED TYPEUNITCOOLER FOR MID ACCOM. CONTROL PANEL(PID-15) | TW207 | 7 |  |  | 23.2
LTG | 10 | NS-08A | DY2 | BCR | NAV.& SIG_LTG. CONT. PANEL | TO152 | 10 | TOP DK(S) | J/B FOR NUC LTG (STBD) | SF182 | 20 |  |  | 14.8
LTG | 10 | NS-08 | DY2 | BCR | NAV.& SIG_LTG. CONT. PANEL | TO152 | 10 | TOP DK(S) | J/B FOR NUC LTG (STBD) | SF182 | 20 |  |  | 14.8
LTG | 10 | NS-07A | DY2 | BCR | NAV.& SIG_LTG. CONT. PANEL | TO152 | 10 | TOP DK(S) | J/B FOR NUC LTG (STBD) | SF182 | 20 |  |  | 14.8
LTG | 10 | NS-07 | DY2 | BCR | NAV.& SIG_LTG. CONT. PANEL | TO152 | 10 | TOP DK(S) | J/B FOR NUC LTG (STBD) | SF182 | 20 |  |  | 14.8
LTG | 10 | NS-05A | DY2 | BCR | NAV.& SIG_LTG. CONT. PANEL | TO152 | 10 | TOP DK(S) | J/B FOR ANCHOR LTG (STBD) | SF182 | 20 |  |  | 14.8
LTG | 10 | NS-05 | DY2 | BCR | NAV.& SIG_LTG. CONT. PANEL | TO152 | 10 | TOP DK(S) | J/B FOR ANCHOR LTG (STBD) | SF182 | 20 |  |  | 14.8
FIRE | 14 | FC-INT-SHORE | MY7 | BCR | NO.2 FIRE DETECTION RELAY UNIT | TOS38A | 3 | SHORE FIRE CENTER | SHORE FIRE CENTER | SF182 | 7 |  |  | 15.2
CONT | 49 | A-BM-06 | MYS19 | AFT P/P RM(P) | M-JB-A02 | PA156 | 3 | AFT P/P RM(S) | NO.6 LOCAL IND. PANEL | PR105C | 3 |  |  | 22.2
CONT | 45 | A-BM-02 | MYS19 | FWD P/P RM(P) | M-JB-A01 | PA056 | 3 | FWD P/P RM(S) | NO.2 LOCAL IND. PANEL | PR005C | 3 |  |  | 22.2
COMM | 14 | N-CCTV-19 | DY2 | BCR | CCTV RACK | TOSCTR | 3 | AFT P/P RM(P) | NO.19 CCTV CAMERA | PR152 | 6 |  |  | 14.8 | SF114A
POWER | 92 | P-CT-04C | MY12 | AHU RM(P) | NO.4 CAPATAN STARTER | SF027 | 10 | TOP DK(P) | R.P.B | SF049 | 9 |  |  | 19
POWER | 61 | P-2GS-12 | TY2 | LV SWBD RM(P) | LV SWBD GROUP STARTER PANEL | TWMPD78 | 4 | TOP DK(P) | FWD PUMP RM SUPPLY FAN | SF056 | 5 |  |  | 15.5 | SF045
CONT | 45 | A-BM-01 | MYS19 | FWD P/P RM(P) | M-JB-A01 | PA056 | 3 | FWD P/P RM(S) | NO.1 LOCAL IND. PANEL | PR005E | 3 |  |  | 22.2
POWER | 49 | P-2F-92 | MYS4 | LV SWBD RM(P) | LV SWBD AC380V FEEDER PANEL | TWMPC6 | 4 | BCR | BALLAST CONTROL CONSOLE | TOSBCC2 | 5 |  |  | 13.4 | TW128B
LTG | 27 | P-DC-56A--56H | DY2 | AFT P/P RM(P) | EMCY LTG 24V DC POWER | PR99AP | 160 | AFT P/P RM(P) | EMCY LTG 24V DC POWER | PR99AP | 10 |  |  | 14.8
LTG | 26 | P-DC-51F--51I | DY2 | SAFETY DK.(P) | EMCY LTG 24V DC POWER | SF99P | 160 | SF DK(P) | EMCY LTG 24V DC POWER | SF99P | 10 |  |  | 14.8
LTG | 26 | P-DC-51A--51D | DY2 | SAFETY DK.(P) | EMCY LTG 24V DC POWER | SF99P | 160 | SF DK(P) | EMCY LTG 24V DC POWER | SF99P | 10 |  |  | 14.8
LTG | 29 | P-DC-10A--10H | DY2 | AFT P/P RM(S) | EMCY LTG 24V DC POWER | PR99AS | 160 | AFT P/P RM(S) | EMCY LTG 24V DC POWER | PR99AS | 10 |  |  | 14.8
LTG | 29 | P-DC-08A--08H | DY2 | FWD P/P RM(S) | EMCY LTG 24V DC POWER | PR99FS | 160 | FWD P/P RM(S) | EMCY LTG 24V DC POWER | PR99FS | 10 |  |  | 14.8
LTG | 28 | P-DC-07A--07D | DY2 | TOP DK.(S) | EMCY LTG 24V DC POWER | TO99S | 160 | SF DK(S) | EMCY LTG 24V DC POWER | TO99S | 10 |  |  | 14.8
LTG | 28 | P-DC-04A--04D | DY2 | TW DK(S) | EMCY LTG 24V DC POWER | TW99S | 160 | TW DK(S) | EMCY LTG 24V DC POWER | TW99S | 10 |  |  | 14.8
LTG | 28 | P-DC-02F--02I | DY2 | SAFETY DK.(S) | EMCY LTG 24V DC POWER | SF99S | 160 | SF DK(S) | EMCY LTG 24V DC POWER | SF99S | 10 |  |  | 14.8
LTG | 28 | P-DC-01A--01D | DY2 | SAFETY DK.(S) | EMCY LTG 24V DC POWER | SF99S | 160 | SF DK(S) | EMCY LTG 24V DC POWER | SF99S | 10 |  |  | 14.8
LTG | 24 | ELD-12D--11G | DY2 | SAFETY DK.(S) | LED LTG(E)_25WX2(SURFACE) | SF99S | 160 | SF DK(S) | LED LTG(E)_25WX2(SURFACE) | SF99S | 10 |  |  | 14.8
LTG | 24 | ELD-11B--11E | DY2 | SAFETY DK.(S) | LED LTG(E)_25WX2(SURFACE) | SF99S | 160 | SF DK(S) | LED LTG(E)_25WX2(SURFACE) | SF99S | 10 |  |  | 14.8
COMM | 14 | N-CCTV-20 | DY2 | BCR | CCTV RACK | TOSCTR | 3 | FWD P/P RM(P) | NO.20 CCTV CAMERA | PR052 | 10 |  |  | 14.8
POWER | 36 | P-1GS-04C | MYS19 | AFT P/P RM(S) | NO.6 BALLAST P/P | PR132 | 3 | AFT P/P RM(P) | M-JB-A02 | PA156 | 3 |  |  | 22.2
POWER | 34 | P-1GS-02C | MYS19 | FWD P/P RM(S) | NO.2 BALLAST P/P | PR032 | 3 | FWD P/P RM(P) | M-JB-A01 | PA056 | 3 |  |  | 22.2
CONT | 49 | A-BM-05 | MYS19 | AFT P/P RM(P) | M-JB-A02 | PA156 | 3 | AFT P/P RM(S) | NO.5 LOCAL IND. PANEL | PR105E | 3 |  |  | 22.2
POWER | 20 | P-1F-23 | DY16 | LV SWBD RM(S) | LV SWBD AC380V FEEDER PANEL | TWMSC5 | 4 | HV SWBD RM(S) | DC 110V UPS | TW155C | 4 |  |  | 21.8
FIRE | 22 | PA-34 | FTY2 | BCR | SPEAKER (5W-N.W.T) | TO156 | 7 | MESS ROOM(S) | SPEAKER (5W-N.W.T) | SF173 | 6 |  |  | 17
POWER | 61 | P-2GS-21B | MY33 | LV SWBD RM(P) | LV SWBD GROUP STARTER PANEL | TWMPD3 | 4 | TW DK(P) | M-JB-B04 (50T) | TW011 | 6 |  |  | 27 | TWMPD3F
FIRE | 15 | FL-104 | FMY2 | BCR | NO.2 FIRE DETECTION RELAY UNIT | TOS38A | 3 | AFT STP. RM(P) | FLASH LIGHT FOR AFT STP. RM(P) | TW006 | 7 |  |  | 12.6 | TW128B
FIRE | 15 | FL-157 | FMY2 | BCR | NO.2 FIRE DETECTION RELAY UNIT | TOS38A | 3 | FW HYD. UNIT RM(P) | FLASH LIGHT FOR FW HYD. UNIT RM(P) | TW076 | 5 |  |  | 12.6
POWER | 38 | P-1GS-25 | TY4 | LV SWBD RM(S) | LV SWBD GROUP STARTER PANEL | TWMSB34 | 4 | AFT P/P RM(S) | DISCHAGE PUMP FOR AFT STBD SLOP TANK | PR103 | 20 |  |  | 16.9 | TWMSB34F,SFS30A,SF114A
POWER | 31 | P-1L-55 | TY16 | LV SWBD RM(S) | LV SWBD AC220V FEEDER PANEL | TWMSA | 4 | SAFETY DK(S) | LIGHTING PANEL FOR SUB-CONTRACTOR(LSD-16) | TW121 | 5 |  |  | 23.2 | TW185
POWER | 15 | P-DG1-05 | MY27 | LV SWBD RM(S) | LV SWBD NO.1 D/G PANEL | TWMSF | 4 | GEN. RM | NO.1 G/E CONT PANEL | TW120A | 10 |  |  | 26 | TWMSFF
LTG | 27 | P-DC-54A--54H | DY2 | FWD P/P RM(P) | EMCY LTG 24V DC POWER | PR99FP | 170 | FWD P/P RM(S) | EMCY LTG 24V DC POWER | PR99FP | 10 |  |  | 14.8
LTG | 26 | P-DC-52F--52I | DY2 | TW DK(P) | EMCY LTG 24V DC POWER | TW99P | 170 | TW DK(P) | EMCY LTG 24V DC POWER | TW99P | 10 |  |  | 14.8
LTG | 26 | P-DC-52A--52D | DY2 | TW DK(P) | EMCY LTG 24V DC POWER | TW99P | 170 | TW DK(P) | EMCY LTG 24V DC POWER | TW99P | 10 |  |  | 14.8
POWER | 22 | P-1F-33 | TY2 | LV SWBD RM(S) | LV SWBD AC380V FEEDER PANEL | TWMSC4 | 4 | SAFETY DK(S) | STARTER FOR CABLE REEL | TW811 | 15 |  |  | 15.5
CONT | 49 | A-MJB-02C | MYS44 | LV SWBD RM(P) | NO.2 MAMS I/O CABINET | TW087A | 3 | AFT P/P RM(P) | M-JB-A02 | PA155 | 3 |  |  | 32.5
CONT | 49 | A-MJB-02B | MYS44 | LV SWBD RM(P) | NO.2 MAMS I/O CABINET | TW087A | 3 | AFT P/P RM(P) | M-JB-A02 | PA155 | 3 |  |  | 32.5
CONT | 49 | A-MJB-02A | MYS44 | LV SWBD RM(P) | NO.2 MAMS I/O CABINET | TW087A | 3 | AFT P/P RM(P) | M-JB-A02 | PA155 | 3 |  |  | 32.5
LTG | 25 | ELD-18 | DY2 | LV SWBD RM(S) | ELD-11 PANEL | TW188B | 3 | FWD P/P RM(S) | LED LTG(E)_25WX2(SURFACE) | SF017 | 5 |  |  | 14.8
POWER | 46 | P-2F-29 | TY2 | LV SWBD RM(P) | LV SWBD (P) / AC380V FEEDER PANEL | TWMPC4 | 4 | NO.1 VOID(P) | NO.2 F.W HYD UNIT CONTROL PANEL | TW078 | 10 |  |  | 15.5
POWER | 42 | P-2F-95A | TTYS2 | LV SWBD RM(P) | LV SWBD (P) / INCOMING PANEL | TWMPA | 4 | LV SWBD RM(S) | LV SWBD(S) PLC | TWMSE | 4 |  |  | 15.7
POWER | 42 | P-2F-95 | TTYS2 | LV SWBD RM(P) | LV SWBD (P) / INCOMING PANEL | TWMPA | 4 | LV SWBD RM(S) | LV SWBD(S) PLC | TWMSE | 4 |  |  | 15.7
POWER | 35 | P-1GS-03C | MYS19 | AFT P/P RM(S) | NO.5 BALLAST P/P | PR134 | 3 | AFT P/P RM(P) | M-JB-A02 | PA156 | 3 |  |  | 22.2
POWER | 33 | P-1GS-01C | MYS19 | FWD P/P RM(S) | NO.1 BALLAST P/P | PR034 | 3 | FWD P/P RM(P) | M-JB-A01 | PA056 | 3 |  |  | 22.2
POWER | 14 | P-1F-73 | MYS7 | LV SWBD RM(S) | LV SWBD INCOMING PANEL | TWMSG | 4 | HV SWBD RM9S) | HV SWBD | SF182 | 5 |  |  | 15.4
CONT | 8 | C-NET-910 | FTTYS2 | BCR | BCC (G/W # 1) | TOSBCC1 | 4 | AFT P/P RM (P) | AFT ICAF CONT. PNL | PR178 | 3 |  |  | 18.4 | TW128B
POWER | 80 | P-DC-55JB | DY4 | LV SWBD RM(P) | NO.2 DC24V BCDC | TW088A | 3 | FWD P/P RM(P) | EMERGENCY DC24V LIGHT | PR051 | 6 |  |  | 15.9
FIRE | 21 | PA-23 | FTY2 | BCR | PUBLIC ADRRES MAIN UNIT | TOSADR | 4 | NO.2 STP RM(S) | SPEAKER (5W-W.T) | TW103 | 6 |  |  | 17 | TW128B
FIRE | 21 | PA-08 | FTY2 | BCR | PUBLIC ADRRES MAIN UNIT | TOSADR | 4 | FWD DK STORE(S) | SPEAKER (2W-W.T) | SF175C | 5 |  |  | 17
FIRE | 15 | FL-100 | FMY2 | BCR | NO.2 FIRE DETECTION RELAY UNIT | TOS38A | 3 | AFT DK STORE(P) | FLASH LIGHT FOR DK STOR(AFT) | SF003B | 5 |  |  | 12.6 | SF114A
POWER | 38 | P-1GS-07 | TY4 | LV SWBD RM(S) | LV SWBD GROUP STARTER PANEL | TWMSB34 | 4 | FWD P/P RM(S) | DISCHAGE PUMP FOR FWD STBD SLOP TANK | PR003 | 20 |  |  | 16.9 | SF162B
POWER | 52 | P-2L-54 | TY16 | LV SWBD RM(P) | LV SWBD (P) / AC220V FEEDER PANEL | TWMPE | 4 | SF DK(P) | LSD-25 PANEL | TW041A | 10 |  |  | 23.2
POWER | 50 | P-2L-01 | TY10 | LV SWBD RM(P) | LV SWBD (P) / AC220V FEEDER PANEL | TWMPE | 4 | BCR | LD-21 PANEL | TW046 | 10 |  |  | 20.7
LTG | 16 | LD23-07A--07G | DY2 | AFT P/P RM(P) | LED LTG_25WX2(SURFACE) | PR99AP | 180 | AFT P/P RM(S) | LED LTG_25WX2(SURFACE) | PR99AP | 10 |  |  | 14.8
LTG | 16 | LD23-06A--06G | DY2 | FWD P/P RM(P) | LED LTG_25WX2(SURFACE) | PR99FP | 180 | FWD P/P RM(S) | LED LTG_25WX2(SURFACE) | PR99FP | 10 |  |  | 14.8
LTG | 15 | LD23-02D--02J | DY2 | TW DK(P) | LED LTG_25WX2(SURFACE) | TW99P | 180 | TW DK(P) | LED LTG_25WX2(SURFACE) | TW99P | 10 |  |  | 14.8
LTG | 20 | LD13-04D--01L | DY2 | TW DK(S) | LED LTG_25WX2(SURFACE) | TW99S | 180 | TW DK(S) | LED LTG_25WX2(SURFACE) | TW99S | 10 |  |  | 14.8
LTG | 12 | LD11-02A--02F | DY2 | TOP DECK(S) | FLOOD LIGHT 250W FOR INSIDE | TO99S | 180 | TOP DK(S) | FLOOD LIGHT 250W FOR PASSAGE | TO99S | 10 |  |  | 14.8
LTG | 12 | LD11-01A--01F | DY2 | TOP DECK(S) | FLOOD LIGHT 250W FOR INSIDE | TO99S | 180 | TOP DK(S) | FLOOD LIGHT 250W FOR PASSAGE | TO99S | 10 |  |  | 14.8
POWER | 80 | P-DC-54JB | DY4 | LV SWBD RM(P) | NO.2 DC24V BCDC | TW088A | 3 | FWD P/P RM STAIR WAY(P) | JUNCTION BOX | TW065 | 5 |  |  | 15.9 | SF045
FIRE | 16 | FA-156 | FMY2 | AFT_S_DK(P) DECK ST. | SMOKE DETECTOR(W.T) | SF003B | 5 | BCR | NO.2 T2000 CONTROL UNIT | TO154 | 10 |  |  | 12.6 | TW128B
CONT | 8 | C-NET-900 | FTTYS2 | BCR | BCC (G/W # 2) | TOSBCC1 | 4 | FWD P/P RM(P) | FWD ICAF CONT. PNL | PR078 | 3 |  |  | 18.4
FIRE | 15 | FL-150 | FMY2 | BCR | NO.2 FIRE DETECTION RELAY UNIT | TOS38A | 3 | DK STORE FWD(P) | FLASH LIGHT FOR DK STORE(P) | SF067E | 5 |  |  | 12.6
COMM | 10 | C-SPT-12 | MYS19 | LV SWBD RM(P) | SPT-2 CONNECTION BOX | TW086A | 4 | COMPRESSOR RM(P) | S.P.T FOR COMPRESSOR RM | TW046 | 9 |  |  | 22.2
COMM | 10 | C-SPT-52 | MYS19 | LV SWBD RM(S) | SPT-1 CONNECTION BOX | TW190B | 3 | MECH. W/S(S) | S.P.T FOR MECH. WPRK SHOP (S) | TW108 | 10 |  |  | 22.2
POWER | 93 | P-CT-05E | TY25 | AHU RM(S) | NO.5 CAPATAN STARTER | SF140 | 10 | TOP DK(S) | NO.5 CAPSTAN | SF131 | 5 |  |  | 27.3
POWER | 93 | P-CT-05 | TY25 | AHU RM(S) | NO.5 CAPATAN STARTER | SF140 | 10 | TOP DK(S) | NO.5 CAPSTAN | SF131 | 5 |  |  | 27.3
POWER | 46 | P-2F-31 | TY16 | LV SWBD RM(P) | LV SWBD (P) / AC380V FEEDER PANEL | TWMPC3 | 4 | AFT P/P RM(P) | AFT ICCP POWER SUPPLY UNIT | PR179 | 3 |  |  | 23.2
COMM | 11 | C-SPT-04 | MYS19 | LV SWBD RM(S) | SPT-1 CONNECTION BOX | TW190B | 3 | AFT P/P RM(S) | S.P.T FOR STBD AFT PUMP ROOM | PR123 | 2 |  |  | 22.2
FIRE | 23 | PA-65 | FTY2 | BCR | PUBLIC ADRRES MAIN UNIT | TOSADR | 4 | AFT P/P RM PIPE DUCT(C) | SPEAKER (10W-W.T) | PR113 | 4 |  |  | 17 | TW128B
POWER | 16 | P-DG2-05 | MY27 | LV SWBD RM(S) | LV SWBD NO.2 D/G PANEL | TWMSD | 4 | GEN. RM | NO.2 G/E CONT PANEL | TW119A | 9 |  |  | 26 | TWMSDF
POWER | 31 | P-1L-52 | TY16 | LV SWBD RM(S) | LV SWBD AC220V FEEDER PANEL | TWMSA | 4 | SAFETY DK(S) | LIGHTING PANEL FOR SUB-CONTRACTOR(LSD-13) | TW157 | 5 |  |  | 23.2
POWER | 23 | P-1F-38 | TY25 | LV SWBD RM(S) | LV SWBD AC380V FEEDER PANEL | TWMSC4 | 4 | TR RM(S) | AIR COND CONTROL PANEL(PID-09) | SF199 | 10 |  |  | 27.3 | TW133B
POWER | 21 | P-1F-30 | TY6 | LV SWBD RM(S) | LV SWBD AC380V FEEDER PANEL | TWMSC5 | 4 | ELEV. MACH. RM3 | NO.3 ELEVATOR CONTROL PANEL | PR122 | 14 |  |  | 18.3 | TWMSC5F,SF130A,SF114A
FIRE | 21 | PA-03 | FTY2 | DUTY CABIN | SPEAKER (2W-N.W.T) | TO152 | 14 | STBD TOP DECK FR.7 | SPEAKER (20W-W.T) | SF102 | 7 |  |  | 17
COMM | 13 | N-CCTV-15 | DY2 | BCR | CCTV RACK | TOSCTR | 3 | TOP DK(P) | NO.15 CCTV CAMERA | SF021 | 6 |  |  | 14.8 | SF114A
COMM | 13 | N-CCTV-14 | DY2 | BCR | CCTV RACK | TOSCTR | 3 | TOP DK(P) | NO.14 CCTV CAMERA | SF052 | 6 |  |  | 14.8 | PA051
COMM | 14 | N-CCTV-17 | DY2 | BCR | CCTV RACK | TOSCTR | 3 | LV SWBD RM(P) | NO.17 CCTV CAMERA | TW031 | 6 |  |  | 14.8 | TW128B
LTG | 28 | P-DC-06A--06E | DY2 | TW DK(S) | EMCY LTG 24V DC POWER | TW99S | 200 | TW DK(S) | EMCY LTG 24V DC POWER | TW99S | 10 |  |  | 14.8
LTG | 12 | LD11-03A--03G | DY2 | FWD TOP_DK(S) | LED FLOOD LIGHT | TO99S | 200 | FWD TOP_DK(S) | LED FLOOD LIGHT | TO99S | 10 |  |  | 14.8
POWER | 45 | P-2F-25 | TY2 | LV SWBD RM(P) | LV SWBD AC380V FEEDER PANEL | TWMPC4 | 4 | SAFETY DK(P) | STARTER FOR CABLE REEL | TW078B | 15 |  |  | 15.5
POWER | 46 | P-2F-35 | TY50 | LV SWBD RM(P) | LV SWBD (P) / AC380V FEEDER PANEL | TWMPC4 | 4 | LV SWBD RM(P) | P-2 PANEL | TW079 | 12 |  |  | 35
LTG | 16 | LD23-RC | MY7 | LV SWBD RM(P) | LD-23 PANEL | TW086E | 2 | TW DK(P) | REMOTE CONTROL PANEL | TOSBCC2 | 5 |  |  | 15.2 | TW128B
POWER | 92 | P-CT-03E | TY25 | AHU RM(S) | NO.3 CAPATAN STARTER | SF141 | 10 | TOP DK(S) | NO.3 CAPSTAN | SF150 | 5 |  |  | 27.3
POWER | 92 | P-CT-03 | TY25 | AHU RM(S) | NO.3 CAPATAN STARTER | SF141 | 10 | TOP DK(S) | NO.3 CAPSTAN | SF150 | 5 |  |  | 27.3
POWER | 47 | P-2F-42 | TY25 | LV SWBD RM(P) | LV SWBD AC380V FEEDER PANEL | TWMPC4 | 4 | TR RM(P) | AIR COND CONTROL PANEL(PID-04) | TW039 | 12 |  |  | 27.3
LTG | 11 | LD21-04A--04G | DY2 | TOP DK.(P) | FLOOD LIGHT 400W FOR INSIDE | TO99P | 210 | TOP DK(P) | FLOOD LIGHT 400W FOR INSIDE | TO99P | 10 |  |  | 14.8
LTG | 11 | LD21-03A--03G | DY2 | TOP DK.(P) | FLOOD LIGHT 400W FOR INSIDE | TO99P | 210 | TOP DK(P) | FLOOD LIGHT 400W FOR INSIDE | TO99P | 10 |  |  | 14.8
LTG | 11 | LD21-02A--02G | DY2 | TOP DECK(P) | FLOOD LIGHT 250W FOR INSIDE | TO99P | 210 | TOP DECK(P) | FLOOD LIGHT 250W FOR PASSAGE | TO99P | 10 |  |  | 14.8
LTG | 11 | LD21-01A--01G | DY2 | TOP DECK(P) | FLOOD LIGHT 250W FOR INSIDE | TO99P | 210 | TOP DECK(P) | FLOOD LIGHT 250W FOR PASSAGE | TO99P | 10 |  |  | 14.8
LTG | 12 | LD11-04A--04G | DY2 | AFT TOP_DK(S) | FLOOD LIGHT 400W FOR INSIDE | TO99S | 210 | AFT TOP_DK(S) | FLOOD LIGHT 400W FOR INSIDE | TO99S | 10 |  |  | 14.8
CONT | 61 | A-SP-07 | MY27 | BCR | BCC | TOSBCC2 | 5 | LV SWBD RM(S) | NO.3 MAMS I/O CABINET | TW185C | 3 |  |  | 26 | SF142A,SFS38A
POWER | 76 | P-1PB-12 | DY6 | LV SWBD RM(S) | NO.1 DC24V BCDC | TW186A | 3 | FWD PIPE DUCT( C) | NO.1 BCS I/O CABINET | PR030 | 4 |  |  | 17.4 | TW200
POWER | 21 | P-1F-29 | TY6 | LV SWBD RM(S) | LV SWBD AC380V FEEDER PANEL | TWMSC5 | 4 | ELEV. MACH. RM1 | NO.1 ELEVATOR CONTROL PANEL | PR022 | 15 |  |  | 18.3 | TW200
LTG | 26 | P-DC-53X--53E | DY2 | TW DK(P) | EMCY LTG 24V DC POWER | TW99P | 220 | TW DK(P) | EMCY LTG 24V DC POWER | TW99P | 10 |  |  | 14.8
COMM | 13 | N-CCTV-16 | DY2 | BCR | CCTV RACK | TOSCTR | 3 | TOP DK(P) | NO.16 CCTV CAMERA | SF001 | 6 |  |  | 14.8 | SF114A
LTG | 13 | LD22-03D--03L | DY2 | SAFETY DK.(P) | LED LTG_25WX2(SURFACE) | SF99P | 220 | SF DK(P) | LED LTG_25WX2(SURFACE) | SF99P | 10 |  |  | 14.8
LTG | 17 | LD12-04D--04L | DY2 | SAFETY DK.(S) | LED LTG_25WX2(SURFACE) | SF99S | 220 | SF DK(S) | LED LTG_25WX2(SURFACE) | SF99S | 10 |  |  | 14.8
LTG | 17 | LD12-03D--03L | DY2 | SAFETY DK.(S) | LED LTG_25WX2(SURFACE) | SF99S | 220 | SF DK(S) | LED LTG_25WX2(SURFACE) | SF99S | 10 |  |  | 14.8
POWER | 59 | P-2GS-07 | TY4 | LV SWBD RM(P) | LV SWBD GROUP STARTER PANEL | TWMPD56 | 4 | FWD P/P RM(P) | NO.1 STRIPPING P/P | PR076 | 11 |  |  | 16.9
POWER | 48 | P-2F-80 | TY70 | SAFETY DK(P) | POWER DIST BOARD FOR SHIP REPAIR(PDSR-21) | SFP71A | 3 | SAFETY DK(P) | CABLE REEL J/B FOR PORTABLEHIGH PRESS CLEAN MACH. | TW078B | 15 |  |  | 39.5
FIRE | 23 | PA-78 | FTY2 | AFT P/P RM STAIRWAY(P) | SPEAKER (5W-W.T) | SF014 | 7 | FWD P/P RM STAIR WAY(P) | SPEAKER (5W-W.T) | SF055 | 7 |  |  | 17
POWER | 59 | P-2GS-17 | TY4 | LV SWBD RM(P) | LV SWBD GROUP STARTER PANEL | TWMPD78 | 4 | FWD P/P RM(P) | DISCHAGE PUMP FOR FWD PORT SLOP TANK | PR053 | 20 |  |  | 16.9
COMM | 14 | N-CCTV-18 | DY2 | BCR | CCTV RACK | TOSCTR | 3 | TR RM(P) | NO.18 CCTV CAMERA | TW043 | 5 |  |  | 14.8 | TW128B
LTG | 15 | LD23-03D--03L | DY2 | TW DK(P) | LED LTG(E)_25WX2(SURFACE) | TW99P | 230 | TW DK(P) | LED LTG(E)_25WX2(SURFACE) | TW99P | 10 |  |  | 14.8
COMM | 14 | N-CCTV-21 | DY2 | BCR | CCTV RACK | TOSCTR | 3 | COMPRESSOR RM(P) | NO.21 CCTV CAMERA | SFP46A | 9 |  |  | 14.8 | PA051
COMM | 11 | C-SPT-EL03 | MYS7 | NO.2 ELEV (FWD PUMP RM(P)) | NO.2 ELEVATOR CONTROL PANEL(SPT) | PR072 | 15 | NO.4 ELEV. (AFT PUMP RM(P)) | NO.4 ELEVATOR CONTROL PANEL(SPT) | PR172 | 15 |  |  | 15.4
LTG | 10 | NS-09 | DY2 | BCR | NAV.& SIG_LTG. CONT. PANEL | TO152 | 10 | TOP DECK(P) | J/B FOR TOWING LTG (PORT) | SF001 | 24 |  |  | 14.8 | TW128B
LTG | 10 | NS-06A | DY2 | BCR | NAV.& SIG_LTG. CONT. PANEL | TO152 | 10 | TOP DECK(P) | J/B FOR ANCHOR LTG (PORT) | SF001 | 24 |  |  | 14.8 | TW128B
LTG | 10 | NS-06 | DY2 | BCR | NAV.& SIG_LTG. CONT. PANEL | TO152 | 10 | TOP DECK(P) | J/B FOR ANCHOR LTG (PORT) | SF001 | 24 |  |  | 14.8 | TW128B
LTG | 10 | NS-04A | DY2 | BCR | NAV.& SIG_LTG. CONT. PANEL | TO152 | 10 | TOP DECK(P) | J/B FOR STERN LTG (PORT) | SF001 | 24 |  |  | 14.8 | TW128B
LTG | 10 | NS-04 | DY2 | BCR | NAV.& SIG_LTG. CONT. PANEL | TO152 | 10 | TOP DECK(P) | J/B FOR STERN LTG (PORT) | SF001 | 24 |  |  | 14.8 | TW128B
LTG | 10 | NS-02A | DY2 | BCR | NAV.& SIG_LTG. CONT. PANEL | TO152 | 10 | TOP DECK(P) | J/B FOR SIDE LTG (PORT) | SF071 | 15 |  |  | 14.8
LTG | 10 | NS-02 | DY2 | BCR | NAV.& SIG_LTG. CONT. PANEL | TO152 | 10 | TOP DECK(P) | J/B FOR SIDE LTG (PORT) | SF071 | 15 |  |  | 14.8
POWER | 48 | P-2F-55D | TY150 | LV SWBD RM(P) | LV SWBD (P) / AC380V FEEDER PANEL | TWMPC5 | 4 | SF DK(P) | PDSR-26 | SFP25C | 3 |  |  | 54.5
POWER | 48 | P-2F-55C | TY150 | LV SWBD RM(P) | LV SWBD (P) / AC380V FEEDER PANEL | TWMPC5 | 4 | SF DK(P) | PDSR-26 | SFP25C | 3 |  |  | 54.5
POWER | 48 | P-2F-55B | TY150 | LV SWBD RM(P) | LV SWBD (P) / AC380V FEEDER PANEL | TWMPC5 | 4 | SF DK(P) | PDSR-26 | SFP25C | 3 |  |  | 54.5
POWER | 48 | P-2F-55A | TY150 | LV SWBD RM(P) | LV SWBD (P) / AC380V FEEDER PANEL | TWMPC5 | 4 | SF DK(P) | PDSR-26 | SFP25C | 3 |  |  | 54.5
POWER | 48 | P-2F-55 | TY150 | LV SWBD RM(P) | LV SWBD (P) / AC380V FEEDER PANEL | TWMPC5 | 4 | SF DK(P) | PDSR-26 | SFP25C | 3 |  |  | 54.5
LTG | 28 | P-DC-03A--03F | DY2 | TW DK(S) | EMCY LTG 24V DC POWER | TW99S | 240 | TW DK(S) | EMCY LTG 24V DC POWER | TW99S | 10 |  |  | 14.8
LTG | 11 | LD21-MCA | DY2 | COMPRESSOR RM(P) | LD-21 PANEL | SF012 | 3 | SF DK(P) | TIMMER SWITCH UNIT | TOSBCC2 | 3 |  |  | 14.8
POWER | 52 | P-2L-57 | TY16 | LV SWBD RM(P) | LV SWBD (P) / AC220V FEEDER PANEL | TWMPE | 4 | SF DK(P) | LSD-28 PANEL | TW001A | 10 |  |  | 23.2
POWER | 78 | P-2PB-BT4 | SY70 | LV SWBD RM(P) | NO.2 DC24V BCDC | TW008A | 3 | BATTERY RM(P) | NO.2 GENERAL USE BATTERY | TW009 | 10 |  |  | 17.9
POWER | 78 | P-2PB-BT3 | SY70 | LV SWBD RM(P) | NO.2 DC24V BCDC | TW008A | 3 | BATTERY RM(P) | NO.2 GENERAL USE BATTERY | TW009 | 10 |  |  | 17.9
POWER | 78 | P-2PB-BT2 | SY70 | LV SWBD RM(P) | NO.2 DC24V BCDC | TW008A | 3 | BATTERY RM(P) | NO.2 GENERAL USE BATTERY | TW009 | 10 |  |  | 17.9
POWER | 78 | P-2PB-BT1 | SY70 | LV SWBD RM(P) | NO.2 DC24V BCDC | TW008A | 3 | BATTERY RM(P) | NO.2 GENERAL USE BATTERY | TW009 | 10 |  |  | 17.9
POWER | 25 | P-1F-82 | TY70 | SAFETY DK(S) | POWER DIST BOARD FOR SHIP REPAIR(PDSR-11) | SFS05A | 3 | SAFETY DK(S) | CABLE REEL J/B FOR PORTABLEHIGH PRESS CLEAN MACH. | TW101B | 10 |  |  | 39.5
COMM | 10 | C-SPT-51 | MYS19 | LV SWBD RM(S) | SPT-1 CONNECTION BOX | TW190B | 3 | ELEC.W/S(S) | S.P.T FOR ELEC. WORK SHOP (S) | TW173 | 10 |  |  | 22.2 | TW200
POWER | 95 | P-1F-22E | TY25 | SAFETY DK(S) | AIRCON CONTROL PANEL(PID-16) | TW174 | 7 | SAFETY DK(S) | CONDENSING UNIT J/B(POD-16) | SF176 | 10 |  |  | 27.3
COMM | 13 | N-CCTV-13 | DY2 | BCR | CCTV RACK | TOSCTR | 3 | TOP DK(P) | NO.13 CCTV CAMERA | SF071 | 31 |  |  | 14.8 | PA051
LTG | 15 | LD23-04D--04K | DY2 | TW DK(P) | LED LTG_25WX2(FLUSH) | TW99P | 260 | TW DK(P) | LED LTG_25WX2(FLUSH) | TW99P | 4 |  |  | 14.8
LTG | 20 | LD13-05D--05L | DY2 | TW DK(S) | LED LTG_25WX2(SURFACE) | TW99S | 260 | TW DK(S) | LED LTG_25WX2(SURFACE) | TW99S | 10 |  |  | 14.8
POWER | 47 | P-2F-43 | TY25 | LV SWBD RM(P) | LV SWBD AC380V FEEDER PANEL | TWMPC4 | 4 | TR RM(P) | AIR COND CONTROL PANEL(PID-05) | TW042 | 10 |  |  | 27.3
POWER | 25 | P-1F-80 | TY70 | SAFETY DK(S) | POWER DIST BOARD FOR SHIP REPAIR(PDSR-11) | SFS71A | 3 | SAFETY DK(S) | CABLE REEL J/B FOR PORTABLEHIGH PRESS CLEAN MACH. | TW811 | 15 |  |  | 39.5
POWER | 46 | P-2F-33 | TY6 | LV SWBD RM(P) | LV SWBD (P) / AC380V FEEDER PANEL | TWMPC4 | 4 | ELEV. MACH. RM2 | NO.2 ELEVATOR CONTROL PANEL | PR072 | 15 |  |  | 18.3 | PA051
POWER | 42 | P-2F-98 | MYS7 | LV SWBD RM(P) | LV SWBD (P) / INCOMING PANEL | TWMPA | 4 | HV SWBD RM(S) | HV SWBD | TW156B | 6 |  |  | 15.4
POWER | 20 | P-1F-24 | TY70 | LV SWBD RM(S) | LV SWBD AC380V FEEDER PANEL | TWMSC5 | 4 | LV SWBD RM(S) | P-1 PANEL | TW190D | 3 |  |  | 39.5 | TWMSC5F
COMM | 10 | C-SPT-03 | MYS19 | LV SWBD RM(S) | SPT-1 CONNECTION BOX | TW190B | 3 | FWD P/P RM(S) | S.P.T FOR STBD FWD PUMP ROOM | PR023 | 2 |  |  | 22.2 | TW200
POWER | 23 | P-1F-39 | TY25 | LV SWBD RM(S) | LV SWBD AC380V FEEDER PANEL | TWMSC4 | 4 | TR RM(S) | AIR COND CONTROL PANEL(PID-10) | SF146 | 15 |  |  | 27.3 | TW133B
FIRE | 23 | PA-76 | FTY2 | BCR | PUBLIC ADRRES MAIN UNIT | TOSADR | 4 | LV SWBD RM(P) | SPEAKER (5W-N.W.T) | TW024C | 5 |  |  | 17 | TW128B
POWER | 48 | P-2F-82 | TY70 | SAFETY DK(P) | POWER DIST BOARD FOR SHIP REPAIR(PDSR-28) | SFP04A | 3 | SAFETY DK(P) | CABLE REEL J/B FOR PORTABLEHIGH PRESS CLEAN MACH. | TW002 | 10 |  |  | 39.5
POWER | 52 | P-2L-53 | TY16 | LV SWBD RM(P) | LV SWBD (P) / AC220V FEEDER PANEL | TWMPE | 4 | SF DK(P) | LSD-24 PANEL | TW050A | 10 |  |  | 23.2
POWER | 48 | P-2F-81 | TY70 | SAFETY DK(P) | POWER DIST BOARD FOR SHIP REPAIR(PDSR-25) | SFP36A | 3 | SAFETY DK(P) | CABLE REEL J/B FOR PORTABLEHIGH PRESS CLEAN MACH. | TW042 | 15 |  |  | 39.5
POWER | 43 | P-2F-10A | TY70 | LV SWBD RM(P) | LV SWBD (P) / AC380V FEEDER PANEL FOR FREQ CONVERTER | TWMPC3 | 4 | TR RM(P) | NO.4 L.V TRANSFORMER | TW4LTR1 | 5 |  |  | 39.5
POWER | 43 | P-2F-10 | TY70 | LV SWBD RM(P) | LV SWBD (P) / AC380V FEEDER PANEL FOR FREQ CONVERTER | TWMPC3 | 4 | TR RM(P) | NO.4 L.V TRANSFORMER | TW4LTR1 | 5 |  |  | 39.5
POWER | 25 | P-1F-81 | TY70 | SAFETY DK(S) | POWER DIST BOARD FOR SHIP REPAIR(PDSR-11) | SFS36A | 3 | SAFETY DK(S) | CABLE REEL J/B FOR PORTABLEHIGH PRESS CLEAN MACH. | TW194 | 10 |  |  | 39.5
POWER | 31 | P-1L-51 | TY16 | LV SWBD RM(S) | LV SWBD AC220V FEEDER PANEL | TWMSA | 4 | SAFETY DK(S) | LIGHTING PANEL FOR SUB-CONTRACTOR(LSD-12) | TW175 | 5 |  |  | 23.2
CONT | 61 | A-SP-04 | MY12 | LV SWBD RM(S) | LV SWBD (S) | TWMSE | 4 | LV SWBD RM(P) | LV SWBD (P) | TWMPA | 4 |  |  | 19 | TW185
POWER | 21 | P-1F-26 | TY10 | LV SWBD RM(S) | LV SWBD AC380V FEEDER PANEL | TWMSC5 | 4 | NO.1 VOID(S) | NO.1 H.W CALORIFIER CONTROL PANEL | TW181A | 15 |  |  | 20.7 | TW200
POWER | 25 | P-1F-54D | TY150 | LV SWBD RM(S) | LV SWBD AC380V FEEDER PANEL | TWMSC2 | 4 | SAFETY DK(S) | PDSR-15 | SFS36A | 3 |  |  | 54.5 | TWMSC2F
POWER | 25 | P-1F-54C | TY150 | LV SWBD RM(S) | LV SWBD AC380V FEEDER PANEL | TWMSC2 | 4 | SAFETY DK(S) | PDSR-15 | SFS36A | 3 |  |  | 54.5 | TWMSC2F
POWER | 25 | P-1F-54B | TY150 | LV SWBD RM(S) | LV SWBD AC380V FEEDER PANEL | TWMSC2 | 4 | SAFETY DK(S) | PDSR-15 | SFS36A | 3 |  |  | 54.5 | TWMSC2F
POWER | 25 | P-1F-54A | TY150 | LV SWBD RM(S) | LV SWBD AC380V FEEDER PANEL | TWMSC2 | 4 | SAFETY DK(S) | PDSR-15 | SFS36A | 3 |  |  | 54.5 | TWMSC2F
POWER | 25 | P-1F-54 | TY150 | LV SWBD RM(S) | LV SWBD AC380V FEEDER PANEL | TWMSC2 | 4 | SAFETY DK(S) | PDSR-15 | SFS36A | 3 |  |  | 54.5 | TWMSC2F
CONT | 36 | A-MJB-B01 | MYS44 | FWD PIPE DUCT( C) | NO.1 BCS I/O CABINET | PR030 | 4 | TW DK(S) ELEC WORK SHOP | M-JB-B01 | TW175 | 5 |  |  | 32.5
FIRE | 23 | PA-55 | FTY2 | BCR | PUBLIC ADRRES MAIN UNIT | TOSADR | 4 | FWD DK STORE(P) | SPEAKER (2W-W.T) | SF067E | 5 |  |  | 17
POWER | 20 | P-1F-19B | TY95 | LV SWBD RM(S) | LV SWBD AC380V FEEDER PANEL | TWMSC4 | 4 | TOP DK(S) | NO.1 CRANE J/B | TW194A | 7 |  |  | 45.5
POWER | 20 | P-1F-19A | TY95 | LV SWBD RM(S) | LV SWBD AC380V FEEDER PANEL | TWMSC4 | 4 | TOP DK(S) | NO.1 CRANE J/B | TW194A | 7 |  |  | 45.5
POWER | 20 | P-1F-19 | TY95 | LV SWBD RM(S) | LV SWBD AC380V FEEDER PANEL | TWMSC4 | 4 | TOP DK(S) | NO.1 CRANE J/B | TW194A | 7 |  |  | 45.5
LTG | 23 | ELD21-RC | MY12 | LV SWBD RM(P) | ELD-21 PANEL | TW086F | 2 | BCR | BALLAST CONTROL CONSOLE | TOSBCC2 | 5 |  |  | 19 | TW128B
POWER | 19 | P-1F-17 | TY70 | LV SWBD RM(S) | LV SWBD AC380V FEEDER PANEL | TWMSC5 | 4 | AHU RM(S) | NO.5 CAPATAN STARTER | TW198 | 10 |  |  | 39.5
POWER | 19 | P-1F-16 | TY70 | LV SWBD RM(S) | LV SWBD AC380V FEEDER PANEL | TWMSC5 | 4 | AHU RM(S) | NO.3 CAPATAN STARTER | TW198 | 10 |  |  | 39.5
POWER | 19 | P-1F-14 | TY70 | LV SWBD RM(S) | LV SWBD AC380V FEEDER PANEL | TWMSC4 | 4 | AHU RM(S) | NO.3 TRACTION WINCH STARTER | TW198 | 10 |  |  | 39.5
POWER | 19 | P-1F-10A | TY70 | LV SWBD RM(S) | LV SWBD AC380V FEEDER PANEL | TWMSC5 | 4 | TR RM(S) | NO.2 LV TR(AC380/220 150KVA) | TW2LVTR1 | 5 |  |  | 39.5
POWER | 19 | P-1F-10 | TY70 | LV SWBD RM(S) | LV SWBD AC380V FEEDER PANEL | TWMSC5 | 4 | TR RM(S) | NO.2 LV TR(AC380/220 150KVA) | TW2LVTR1 | 5 |  |  | 39.5
POWER | 31 | P-1L-56 | TY16 | LV SWBD RM(S) | LV SWBD AC220V FEEDER PANEL | TWMSA | 4 | SAFETY DK(S) | LIGHTING PANEL FOR SUB-CONTRACTOR(LSD-17) | TW106 | 5 |  |  | 23.2 | TW185
CONT | 61 | A-SP-06 | MY12 | BCR | BCC | TOSBCC2 | 5 | LV SWBD RM(P) | LV SWBD (P) / 380V GSP | TWMPD1 | 4 |  |  | 19 | TW128B
POWER | 43 | P-2F-08A | TY70 | LV SWBD RM(P) | LV SWBD (P) / AC380V FEEDER PANEL FOR FREQ CONVERTER | TWMPC3 | 4 | TR RM(P) | NO.3 L.V TRANSFORMER | TW3LTR1 | 5 |  |  | 39.5
POWER | 43 | P-2F-08 | TY70 | LV SWBD RM(P) | LV SWBD (P) / AC380V FEEDER PANEL FOR FREQ CONVERTER | TWMPC3 | 4 | TR RM(P) | NO.3 L.V TRANSFORMER | TW3LTR1 | 5 |  |  | 39.5
FIRE | 23 | PA-50 | FTY2 | BCR | PUBLIC ADRRES MAIN UNIT | TOSADR | 4 | PORT TOP DECK FR.7 | SPEAKER (20W-W.T) | SF001 | 3 |  |  | 17 | SF114A
POWER | 52 | P-2L-52 | TY16 | LV SWBD RM(P) | LV SWBD (P) / AC220V FEEDER PANEL | TWMPE | 4 | SF DK(P) | LSD-23 PANEL | TW055 | 10 |  |  | 23.2
CONT | 37 | A-MJB-B04 | MYS44 | AFT PIPE TRUNK(C) | NO.2 BCS I/O CABINET | PR130 | 4 | TW DK(P) ELEC WORK SHOP | M-JB-B04 (50T) | TW011 | 6 |  |  | 32.5
POWER | 44 | P-2F-17 | TY70 | LV SWBD RM(P) | LV SWBD (P) / AC380V FEEDER PANEL | TWMPC3 | 4 | AHU RM(P) | NO.6 CAPSTAN STARTER | TW079D | 10 |  |  | 39.5
POWER | 44 | P-2F-16 | TY70 | LV SWBD RM(P) | LV SWBD (P) / AC380V FEEDER PANEL | TWMPC3 | 4 | AHU RM(P) | NO.4 CAPSTAN STARTER | TW079D | 10 |  |  | 39.5
POWER | 44 | P-2F-14 | TY70 | LV SWBD RM(P) | LV SWBD (P) / AC380V FEEDER PANEL | TWMPC4 | 4 | AHU RM(P) | NO.4 TRACTION WINCH STARTER | TW079D | 10 |  |  | 39.5
POWER | 39 | P-1GS-31B | MY33 | LV SWBD RM(S) | LV SWBD GROUP STARTER PANEL | TWMSB5 | 4 | MECH W/S(S) | M-JB-B03 (50T) | TW107 | 10 |  |  | 27 | TW185
CONT | 9 | P-DC-102 | DY10 | BCR | BCC(PSU & BATT.) | TOSBCC1 | 5 | LV SWBD RM(P) | NO.2 MAMS I/O CABINET | TW087A | 3 |  |  | 19.3 | PA151,TW128B
CONT | 36 | A-MJB-B02 | MYS44 | FWD PIPE DUCT( C) | NO.1 BCS I/O CABINET | PR030 | 4 | TW DK(P) NO.2 VOID | M-JB-B02 | TW058 | 6 |  |  | 32.5
COMM | 11 | C-SPT-09 | MYS19 | LV SWBD RM(P) | SPT-2 CONNECTION BOX | TW086A | 4 | FWD P/P RM(P) | S.P.T FOR PORT FWD PUMP ROOM | PR073 | 2 |  |  | 22.2
POWER | 19 | P-1F-08 | TY70 | LV SWBD RM(S) | LV SWBD AC380V FEEDER PANEL | TWMSC5 | 4 | TR RM(S) | NO.1 LV TR(AC380/220 150KVA) | TW1LVTR1 | 5 |  |  | 39.5
CONT | 37 | A-MJB-B03 | MYS44 | AFT PIPE TRUNK(C) | NO.2 BCS I/O CABINET | PR130 | 4 | MECH W/S(S) | M-JB-B03 (50T) | TW107 | 10 |  |  | 32.5
POWER | 96 | P-1F-45 | TY16 | LV SWBD RM(S) | LV SWBD AC380V FEEDER PANEL | TWMSC3 | 4 | SAFETY DK(S) | AIR COOLED TYPEUNITCOOLER FOR AFT ACCOM. CONTROL PANEL(PID-06) | TW101B | 5 |  |  | 23.2
POWER | 45 | P-2F-24 | TY10 | LV SWBD RM(P) | LV SWBD (P) / AC380V FEEDER PANEL | TWMPC4 | 4 | NO.1 VOID(P) | NO.2 H.W CALORIFIER CONTROL PANEL | TW078 | 10 |  |  | 20.7
POWER | 26 | P-1F-60D | TY150 | LV SWBD RM(S) | LV SWBD AC380V FEEDER PANEL | TWMSC1 | 4 | SAFETY DK(S) | PDSC-17 | SFS37A | 3 |  |  | 54.5 | TWMSC1F
POWER | 26 | P-1F-60C | TY150 | LV SWBD RM(S) | LV SWBD AC380V FEEDER PANEL | TWMSC1 | 4 | SAFETY DK(S) | PDSC-17 | SFS37A | 3 |  |  | 54.5 | TWMSC1F
POWER | 26 | P-1F-60B | TY150 | LV SWBD RM(S) | LV SWBD AC380V FEEDER PANEL | TWMSC1 | 4 | SAFETY DK(S) | PDSC-17 | SFS37A | 3 |  |  | 54.5 | TWMSC1F
POWER | 26 | P-1F-60A | TY150 | LV SWBD RM(S) | LV SWBD AC380V FEEDER PANEL | TWMSC1 | 4 | SAFETY DK(S) | PDSC-17 | SFS37A | 3 |  |  | 54.5 | TWMSC1F
POWER | 26 | P-1F-60 | TY150 | LV SWBD RM(S) | LV SWBD AC380V FEEDER PANEL | TWMSC1 | 4 | SAFETY DK(S) | PDSC-17 | SFS37A | 3 |  |  | 54.5 | TWMSC1F
POWER | 39 | P-1GS-31A | MY33 | LV SWBD RM(S) | LV SWBD GROUP STARTER PANEL | TWMSB8 | 4 | ELEC.W/S(S) | M-JB-B01 | TW175 | 5 |  |  | 27
COMM | 11 | C-SPT-07 | MYS19 | LV SWBD RM(S) | SPT-1 CONNECTION BOX | TW190B | 3 | LV SWBD RM(P) | SPT-2 CONNECTION BOX | TW086A | 4 |  |  | 22.2
CONT | 45 | A-MJB-01D | TTYS14 | LV SWBD RM(P) | NO.1 MAMS I/O CABINET | TW008B | 3 | FWD P/P RM(P) | M-JB-A01 | PA055 | 3 |  |  | 26.9
POWER | 21 | P-1F-31 | TY16 | LV SWBD RM(S) | LV SWBD AC380V FEEDER PANEL | TWMSC4 | 4 | FWD P/P RM(S) | FWD ICCP POWER SUPPLY UNIT | PR029 | 3 |  |  | 23.2
POWER | 92 | P-CT-04E | TY25 | AHU RM(P) | NO.4 CAPATAN STARTER | SF027 | 10 | TOP DK(P) | NO.4 CAPSTAN | SF046 | 5 |  |  | 27.3
POWER | 92 | P-CT-04 | TY25 | AHU RM(P) | NO.4 CAPATAN STARTER | SF027 | 10 | TOP DK(P) | NO.4 CAPSTAN | SF046 | 5 |  |  | 27.3
POWER | 31 | P-1L-57 | TY16 | LV SWBD RM(S) | LV SWBD AC220V FEEDER PANEL | TWMSA | 4 | SAFETY DK(S) | LIGHTING PANEL FOR SUB-CONTRACTOR(LSD-18) | TW101B | 5 |  |  | 23.2 | TWMSAF
CONT | 9 | P-DC-101 | DY10 | BCR | BCC(PSU & BATT.) | TOSBCC1 | 5 | LV SWBD RM(P) | NO.1 MAMS I/O CABINET | TW008B | 3 |  |  | 19.3 | PA151,TW128B
POWER | 24 | P-1F-40 | TY25 | LV SWBD RM(S) | LV SWBD AC380V FEEDER PANEL | TWMSC4 | 4 | TR RM(S) | AIR COND CONTROL PANEL(PID-11) | SF154 | 15 |  |  | 27.3
POWER | 61 | P-2GS-21A | MY33 | LV SWBD RM(P) | LV SWBD GROUP STARTER PANEL | TWMPD2 | 4 | TW DK(P) | M-JB-B02 | TW058 | 6 |  |  | 27 | TWMPD2F
POWER | 52 | P-2L-51 | TY16 | LV SWBD RM(P) | LV SWBD (P) / AC220V FEEDER PANEL | TWMPE | 4 | SF DK(P) | LSD-22 PANEL | TW069 | 10 |  |  | 23.2
POWER | 31 | P-1L-50 | TY16 | LV SWBD RM(S) | LV SWBD AC220V FEEDER PANEL | TWMSA | 4 | SAFETY DK(S) | LIGHTING PANEL FOR SUB-CONTRACTOR(LSD-11) | TW812 | 10 |  |  | 23.2
POWER | 58 | P-2GS-06A | TY50 | LV SWBD RM(P) | LV SWBD GROUP STARTER PANEL | TWMPD56 | 4 | AFT P/P RM(P) | NO.4 FIRE, G/S P/P | PR169 | 3 |  |  | 35 | TW089A
POWER | 58 | P-2GS-06 | TY50 | LV SWBD RM(P) | LV SWBD GROUP STARTER PANEL | TWMPD56 | 4 | AFT P/P RM(P) | NO.4 FIRE, G/S P/P | PR169 | 3 |  |  | 35 | TW089A
POWER | 19 | P-1F-08A | TY70 | LV SWBD RM(S) | LV SWBD AC380V FEEDER PANEL | TWMSC5 | 4 | TR RM(S) | NO.1 LV TR(AC380/220 150KVA) | TW1LVTR1 | 5 |  |  | 39.5 | TWMSC5F
POWER | 43 | P-2F-02D | TY150 | TR RM(P) | NO.6 L.V T.R FOR FREQ. CON. | TW6LTR2 | 5 | TR RM(P) | NO.2 FREQUENCY CONVERTER | TW2FCIN | 4 |  |  | 54.5
POWER | 43 | P-2F-02C | TY150 | TR RM(P) | NO.6 L.V T.R FOR FREQ. CON. | TW6LTR2 | 5 | TR RM(P) | NO.2 FREQUENCY CONVERTER | TW2FCIN | 4 |  |  | 54.5
POWER | 43 | P-2F-02B | TY150 | TR RM(P) | NO.6 L.V T.R FOR FREQ. CON. | TW6LTR2 | 5 | TR RM(P) | NO.2 FREQUENCY CONVERTER | TW2FCIN | 4 |  |  | 54.5
POWER | 43 | P-2F-02A | TY150 | TR RM(P) | NO.6 L.V T.R FOR FREQ. CON. | TW6LTR2 | 5 | TR RM(P) | NO.2 FREQUENCY CONVERTER | TW2FCIN | 4 |  |  | 54.5
POWER | 43 | P-2F-02 | TY150 | TR RM(P) | NO.6 L.V T.R FOR FREQ. CON. | TW6LTR2 | 5 | TR RM(P) | NO.2 FREQUENCY CONVERTER | TW2FCIN | 4 |  |  | 54.5
POWER | 19 | P-1F-11A | TY150 | TR RM(S) | NO.2 LV TR(AC380/220 150KVA) | TW2LVTR2 | 5 | LV SWBD RM(S) | LV SWBD AC220V FEEDER PANEL | TWMSA | 4 |  |  | 54.5
POWER | 19 | P-1F-11 | TY150 | TR RM(S) | NO.2 LV TR(AC380/220 150KVA) | TW2LVTR2 | 5 | LV SWBD RM(S) | LV SWBD AC220V FEEDER PANEL | TWMSA | 4 |  |  | 54.5
CONT | 53 | A-NDE-01 | MYS27 | LV SWBD RM(P) | NO.2 MAMS I/O CABINET | TW087A | 3 | LV SWBD RM(S) | NO.3 MAMS I/O CABINET | TW185C | 3 |  |  | 26.2
POWER | 18 | P-1F-02D | TY150 | TR RM(S) | NO.5 LV TR FOR FREQ. CONV. | TW5LVTR2 | 5 | TR RM(S) | NO.1 FREQ. CONVERTER | TW1FCIN | 4 |  |  | 54.5
POWER | 18 | P-1F-02C | TY150 | TR RM(S) | NO.5 LV TR FOR FREQ. CONV. | TW5LVTR2 | 5 | TR RM(S) | NO.1 FREQ. CONVERTER | TW1FCIN | 4 |  |  | 54.5
POWER | 18 | P-1F-02B | TY150 | TR RM(S) | NO.5 LV TR FOR FREQ. CONV. | TW5LVTR2 | 5 | TR RM(S) | NO.1 FREQ. CONVERTER | TW1FCIN | 4 |  |  | 54.5
POWER | 18 | P-1F-02A | TY150 | TR RM(S) | NO.5 LV TR FOR FREQ. CONV. | TW5LVTR2 | 5 | TR RM(S) | NO.1 FREQ. CONVERTER | TW1FCIN | 4 |  |  | 54.5
POWER | 18 | P-1F-02 | TY150 | TR RM(S) | NO.5 LV TR FOR FREQ. CONV. | TW5LVTR2 | 5 | TR RM(S) | NO.1 FREQ. CONVERTER | TW1FCIN | 4 |  |  | 54.5
POWER | 62 | P-1FC-04A | TY70 | TR RM(S) | NO.1 FREQ. CONVERTER | TW1FCOUT | 4 | SAFETY DK(S) | PDSC-12 | SFS53A | 3 |  |  | 39.5
POWER | 62 | P-1FC-04 | TY70 | TR RM(S) | NO.1 FREQ. CONVERTER | TW1FCOUT | 4 | SAFETY DK(S) | PDSC-12 | SFS53A | 3 |  |  | 39.5
POWER | 19 | P-1F-09A | TY150 | TR RM(S) | NO.1 LV TR(AC380/220 150KVA) | TW1LVTR2 | 5 | LV SWBD RM(S) | LV SWBD AC220V FEEDER PANEL | TWMSA | 4 |  |  | 54.5
POWER | 19 | P-1F-09 | TY150 | TR RM(S) | NO.1 LV TR(AC380/220 150KVA) | TW1LVTR2 | 5 | LV SWBD RM(S) | LV SWBD AC220V FEEDER PANEL | TWMSA | 4 |  |  | 54.5
POWER | 61 | P-2GS-23A | TTYS14 | LV SWBD RM(P) | LV SWBD GROUP STARTER PANEL | TWMPD1 | 4 | BCR | BALLAST CONTROL CONSOLE | TOSBCC2 | 5 |  |  | 26.9 | TWMPD1F,TW128B
POWER | 24 | P-1F-41 | TY25 | LV SWBD RM(S) | LV SWBD AC380V FEEDER PANEL | TWMSC4 | 4 | TR RM(S) | AIR COND CONTROL PANEL(PID-12) | SF169 | 15 |  |  | 27.3
POWER | 27 | P-1L-05 | TY150 | LV SWBD RM(S) | LV SWBD AC220V FEEDER PANEL | TWMSA | 4 | LV SWBD RM(S) | AC220V AUX POWER DIST PANEL(A-1) | TW190C | 2 |  |  | 54.5
LTG | 11 | LD21-MC | MY19 | COMPRESSOR RM(P) | LD-21 PANEL | SF012 | 3 | SF DK(P) | TIMMER SWITCH UNIT | TOSBCC2 | 3 |  |  | 22
POWER | 52 | P-2L-50 | TY16 | LV SWBD RM(P) | LV SWBD (P) / AC220V FEEDER PANEL | TWMPE | 4 | SF DK(P) | LSD-21 PANEL | TW078B | 15 |  |  | 23.2 | SF045
CONT | 45 | A-MJB-01C | MYS44 | LV SWBD RM(P) | NO.1 MAMS I/O CABINET | TW008B | 3 | FWD P/P RM(P) | M-JB-A01 | PA055 | 3 |  |  | 32.5
CONT | 45 | A-MJB-01B | MYS44 | LV SWBD RM(P) | NO.1 MAMS I/O CABINET | TW008B | 3 | FWD P/P RM(P) | M-JB-A01 | PA055 | 3 |  |  | 32.5
CONT | 45 | A-MJB-01A | MYS44 | LV SWBD RM(P) | NO.1 MAMS I/O CABINET | TW008B | 3 | FWD P/P RM(P) | M-JB-A01 | PA055 | 3 |  |  | 32.5
POWER | 43 | P-2F-01E | TY150 | LV SWBD RM(P) | LV SWBD (P) / AC380V FEEDER PANEL FOR FREQ CONVERTER | TWMPC1 | 4 | TR RM(P) | NO.6 L.V T.R FOR FREQ. CON. | TW6LTR1 | 5 |  |  | 54.5
POWER | 43 | P-2F-01D | TY150 | LV SWBD RM(P) | LV SWBD (P) / AC380V FEEDER PANEL FOR FREQ CONVERTER | TWMPC1 | 4 | TR RM(P) | NO.6 L.V T.R FOR FREQ. CON. | TW6LTR1 | 5 |  |  | 54.5
POWER | 43 | P-2F-01C | TY150 | LV SWBD RM(P) | LV SWBD (P) / AC380V FEEDER PANEL FOR FREQ CONVERTER | TWMPC1 | 4 | TR RM(P) | NO.6 L.V T.R FOR FREQ. CON. | TW6LTR1 | 5 |  |  | 54.5
POWER | 43 | P-2F-01B | TY150 | LV SWBD RM(P) | LV SWBD (P) / AC380V FEEDER PANEL FOR FREQ CONVERTER | TWMPC1 | 4 | TR RM(P) | NO.6 L.V T.R FOR FREQ. CON. | TW6LTR1 | 5 |  |  | 54.5
POWER | 43 | P-2F-01A | TY150 | LV SWBD RM(P) | LV SWBD (P) / AC380V FEEDER PANEL FOR FREQ CONVERTER | TWMPC1 | 4 | TR RM(P) | NO.6 L.V T.R FOR FREQ. CON. | TW6LTR1 | 5 |  |  | 54.5
POWER | 43 | P-2F-01 | TY150 | LV SWBD RM(P) | LV SWBD (P) / AC380V FEEDER PANEL FOR FREQ CONVERTER | TWMPC1 | 4 | TR RM(P) | NO.6 L.V T.R FOR FREQ. CON. | TW6LTR1 | 5 |  |  | 54.5
POWER | 61 | P-2GS-20D | MY33 | LV SWBD RM(P) | LV SWBD GROUP STARTER PANEL | TWMPD1 | 4 | BCR | BALLAST CONTROL CONSOLE | TOSBCC2 | 5 |  |  | 27 | SF114A
POWER | 61 | P-2GS-20A | MY33 | LV SWBD RM(P) | LV SWBD GROUP STARTER PANEL | TWMPD1 | 4 | BCR | BALLAST CONTROL CONSOLE | TOSBCC2 | 5 |  |  | 27 | SF114A
POWER | 44 | P-2F-18 | TY70 | LV SWBD RM(P) | LV SWBD (P) / AC380V FEEDER PANEL | TWMPC3 | 4 | AFT DK STORE(P) | NO.8 CAPSTAN STARTER | SF003E | 3 |  |  | 39.5
POWER | 61 | P-2GS-20C | MY33 | LV SWBD RM(P) | LV SWBD GROUP STARTER PANEL | TWMPD1 | 4 | BCR | BALLAST CONTROL CONSOLE | TOSBCC2 | 6 |  |  | 27 | SF114A
POWER | 61 | P-2GS-20B | MY33 | LV SWBD RM(P) | LV SWBD GROUP STARTER PANEL | TWMPD1 | 4 | BCR | BALLAST CONTROL CONSOLE | TOSBCC2 | 6 |  |  | 27 | SF114A
POWER | 61 | P-2GS-20E | MY33 | LV SWBD RM(P) | LV SWBD GROUP STARTER PANEL | TWMPD1 | 4 | BCR | BCR GROUP PANEL | TOSBCG | 3 |  |  | 27 | SF114A
POWER | 61 | P-2GS-20G | MY33 | LV SWBD RM(P) | LV SWBD GROUP STARTER PANEL | TWMPD1 | 4 | BCR | BCR GROUP PANEL | TOSBCG | 4 |  |  | 27 | SF114A
POWER | 61 | P-2GS-20F | MY33 | LV SWBD RM(P) | LV SWBD GROUP STARTER PANEL | TWMPD1 | 4 | BCR | BCR GROUP PANEL | TOSBCG | 4 |  |  | 27 | SF114A
POWER | 44 | P-2F-12 | TY70 | LV SWBD RM(P) | LV SWBD (P) / AC380V FEEDER PANEL | TWMPC4 | 4 | AFT DK STORE(P) | NO.2 MOORING WINCH STARTER | SF003C | 3 |  |  | 39.5
POWER | 57 | P-2GS-04B | TY95 | LV SWBD RM(P) | LV SWBD GROUP STARTER PANEL | TWMPD4 | 4 | AFT P/P RM(P) | NO.8 BALLAST P/P | PR182 | 3 |  |  | 45.5 | PA151
POWER | 57 | P-2GS-04A | TY95 | LV SWBD RM(P) | LV SWBD GROUP STARTER PANEL | TWMPD4 | 4 | AFT P/P RM(P) | NO.8 BALLAST P/P | PR182 | 3 |  |  | 45.5 | PA151
POWER | 57 | P-2GS-04 | TY95 | LV SWBD RM(P) | LV SWBD GROUP STARTER PANEL | TWMPD4 | 4 | AFT P/P RM(P) | NO.8 BALLAST P/P | PR182 | 3 |  |  | 45.5 | PA151
POWER | 43 | P-2F-11A | TY150 | TR RM(P) | NO.4 L.V TRANSFORMER | TW4LTR2 | 5 | LV SWBD RM(P) | LV SWBD (P) / AC220V FEEDER PANEL | TWMPE | 4 |  |  | 54.5
POWER | 43 | P-2F-11 | TY150 | TR RM(P) | NO.4 L.V TRANSFORMER | TW4LTR2 | 5 | LV SWBD RM(P) | LV SWBD (P) / AC220V FEEDER PANEL | TWMPE | 4 |  |  | 54.5
POWER | 18 | P-1F-01E | TY150 | LV SWBD RM(S) | LV SWBD AC380V F. P. FOR FREQ. CONV. | TWMSC6 | 4 | TR RM(S) | NO.5 LV TR FOR FREQ. CONV. | TW5LVTR1 | 5 |  |  | 54.5
POWER | 18 | P-1F-01D | TY150 | LV SWBD RM(S) | LV SWBD AC380V F. P. FOR FREQ. CONV. | TWMSC6 | 4 | TR RM(S) | NO.5 LV TR FOR FREQ. CONV. | TW5LVTR1 | 5 |  |  | 54.5
POWER | 18 | P-1F-01C | TY150 | LV SWBD RM(S) | LV SWBD AC380V F. P. FOR FREQ. CONV. | TWMSC6 | 4 | TR RM(S) | NO.5 LV TR FOR FREQ. CONV. | TW5LVTR1 | 5 |  |  | 54.5
POWER | 18 | P-1F-01B | TY150 | LV SWBD RM(S) | LV SWBD AC380V F. P. FOR FREQ. CONV. | TWMSC6 | 4 | TR RM(S) | NO.5 LV TR FOR FREQ. CONV. | TW5LVTR1 | 5 |  |  | 54.5
POWER | 18 | P-1F-01A | TY150 | LV SWBD RM(S) | LV SWBD AC380V F. P. FOR FREQ. CONV. | TWMSC6 | 4 | TR RM(S) | NO.5 LV TR FOR FREQ. CONV. | TW5LVTR1 | 5 |  |  | 54.5
POWER | 18 | P-1F-01 | TY150 | LV SWBD RM(S) | LV SWBD AC380V F. P. FOR FREQ. CONV. | TWMSC6 | 4 | TR RM(S) | NO.5 LV TR FOR FREQ. CONV. | TW5LVTR1 | 5 |  |  | 54.5
POWER | 44 | P-2F-19B | TY95 | LV SWBD RM(P) | LV SWBD (P) / AC380V FEEDER PANEL | TWMPC1 | 4 | TOP DK(P) | NO.2 CRANE | TW042 | 10 |  |  | 45.5
POWER | 44 | P-2F-19A | TY95 | LV SWBD RM(P) | LV SWBD (P) / AC380V FEEDER PANEL | TWMPC1 | 4 | TOP DK(P) | NO.2 CRANE | TW042 | 10 |  |  | 45.5
POWER | 44 | P-2F-19 | TY95 | LV SWBD RM(P) | LV SWBD (P) / AC380V FEEDER PANEL | TWMPC3 | 4 | TOP DK(P) | NO.2 CRANE | TW042 | 10 |  |  | 45.5
POWER | 63 | P-2FC-04A | TY70 | TR RM(P) | NO.2 FREQ. CONVERTER | TW2FCOUT | 4 | SAFETY DK(P) | PDSC-22 | SFP53A | 3 |  |  | 39.5
POWER | 63 | P-2FC-04 | TY70 | TR RM(P) | NO.2 FREQ. CONVERTER | TW2FCOUT | 4 | SAFETY DK(P) | PDSC-22 | SFP53A | 3 |  |  | 39.5
POWER | 48 | P-2F-56C | TY120 | LV SWBD RM(P) | LV SWBD (P) / AC380V FEEDER PANEL | TWMPC5 | 4 | SF DK(P) | PDSR-27 | SFP14B | 3 |  |  | 49.6
POWER | 48 | P-2F-56B | TY120 | LV SWBD RM(P) | LV SWBD (P) / AC380V FEEDER PANEL | TWMPC5 | 4 | SF DK(P) | PDSR-27 | SFP14B | 3 |  |  | 49.6
POWER | 48 | P-2F-56A | TY120 | LV SWBD RM(P) | LV SWBD (P) / AC380V FEEDER PANEL | TWMPC5 | 4 | SF DK(P) | PDSR-27 | SFP14B | 3 |  |  | 49.6
POWER | 48 | P-2F-56 | TY120 | LV SWBD RM(P) | LV SWBD (P) / AC380V FEEDER PANEL | TWMPC5 | 4 | SF DK(P) | PDSR-27 | SFP14B | 3 |  |  | 49.6
POWER | 56 | P-2GS-03B | TY95 | LV SWBD RM(P) | LV SWBD GROUP STARTER PANEL | TWMPD3 | 4 | AFT P/P RM(P) | NO.7 BALLAST P/P | PR184 | 3 |  |  | 45.5 | PA152,TW089A
POWER | 56 | P-2GS-03A | TY95 | LV SWBD RM(P) | LV SWBD GROUP STARTER PANEL | TWMPD3 | 4 | AFT P/P RM(P) | NO.7 BALLAST P/P | PR184 | 3 |  |  | 45.5 | TW089A
POWER | 56 | P-2GS-03 | TY95 | LV SWBD RM(P) | LV SWBD GROUP STARTER PANEL | TWMPD3 | 4 | AFT P/P RM(P) | NO.7 BALLAST P/P | PR184 | 3 |  |  | 45.5 | TW089A
POWER | 43 | P-2F-09A | TY150 | TR RM(P) | NO.3 L.V TRANSFORMER | TW3LTR2 | 5 | LV SWBD RM(P) | LV SWBD (P) / AC220V FEEDER PANEL | TWMPE | 4 |  |  | 54.5
POWER | 43 | P-2F-09 | TY150 | TR RM(P) | NO.3 L.V TRANSFORMER | TW3LTR2 | 5 | LV SWBD RM(P) | LV SWBD (P) / AC220V FEEDER PANEL | TWMPE | 4 |  |  | 54.5
POWER | 49 | P-2F-61C | TY120 | LV SWBD RM(P) | LV SWBD (P) / AC380V FEEDER PANEL | TWMPC6 | 4 | SF DK(P) | PDSC-28 | SFP15A | 3 |  |  | 49.6
POWER | 49 | P-2F-61B | TY120 | LV SWBD RM(P) | LV SWBD (P) / AC380V FEEDER PANEL | TWMPC6 | 4 | SF DK(P) | PDSC-28 | SFP15A | 3 |  |  | 49.6
POWER | 49 | P-2F-61A | TY120 | LV SWBD RM(P) | LV SWBD (P) / AC380V FEEDER PANEL | TWMPC6 | 4 | SF DK(P) | PDSC-28 | SFP15A | 3 |  |  | 49.6
POWER | 49 | P-2F-61 | TY120 | LV SWBD RM(P) | LV SWBD (P) / AC380V FEEDER PANEL | TWMPC6 | 4 | SF DK(P) | PDSC-28 | SFP15A | 3 |  |  | 49.6
POWER | 25 | P-1F-53D | TY150 | LV SWBD RM(S) | LV SWBD AC380V FEEDER PANEL | TWMSC3 | 4 | SAFETY DK(S) | PDSR-14 | SFS44A | 3 |  |  | 54.5
POWER | 25 | P-1F-53C | TY150 | LV SWBD RM(S) | LV SWBD AC380V FEEDER PANEL | TWMSC3 | 4 | SAFETY DK(S) | PDSR-14 | SFS44A | 3 |  |  | 54.5
POWER | 25 | P-1F-53B | TY150 | LV SWBD RM(S) | LV SWBD AC380V FEEDER PANEL | TWMSC3 | 4 | SAFETY DK(S) | PDSR-14 | SFS44A | 3 |  |  | 54.5
POWER | 25 | P-1F-53A | TY150 | LV SWBD RM(S) | LV SWBD AC380V FEEDER PANEL | TWMSC3 | 4 | SAFETY DK(S) | PDSR-14 | SFS44A | 3 |  |  | 54.5
POWER | 25 | P-1F-53 | TY150 | LV SWBD RM(S) | LV SWBD AC380V FEEDER PANEL | TWMSC3 | 4 | SAFETY DK(S) | PDSR-14 | SFS44A | 3 |  |  | 54.5
POWER | 26 | P-1F-59D | TY150 | LV SWBD RM(S) | LV SWBD AC380V FEEDER PANEL | TWMSC1 | 4 | SAFETY DK(S) | PDSC-16 | SFS45A | 3 |  |  | 54.5 | TWMSC1F
POWER | 26 | P-1F-59C | TY150 | LV SWBD RM(S) | LV SWBD AC380V FEEDER PANEL | TWMSC1 | 4 | SAFETY DK(S) | PDSC-16 | SFS45A | 3 |  |  | 54.5 | TWMSC1F
POWER | 26 | P-1F-59B | TY150 | LV SWBD RM(S) | LV SWBD AC380V FEEDER PANEL | TWMSC1 | 4 | SAFETY DK(S) | PDSC-16 | SFS45A | 3 |  |  | 54.5 | TWMSC1F
POWER | 26 | P-1F-59A | TY150 | LV SWBD RM(S) | LV SWBD AC380V FEEDER PANEL | TWMSC1 | 4 | SAFETY DK(S) | PDSC-16 | SFS45A | 3 |  |  | 54.5 | TWMSC1F
POWER | 26 | P-1F-59 | TY150 | LV SWBD RM(S) | LV SWBD AC380V FEEDER PANEL | TWMSC1 | 4 | SAFETY DK(S) | PDSC-16 | SFS45A | 3 |  |  | 54.5 | TWMSC1F
POWER | 47 | P-2F-37A | TY95 | LV SWBD RM(P) | LV SWBD (P) / AC380V FEEDER PANEL | TWMPC1 | 4 | COMPRESSOR RM(P) | NO.2 AIR COMPRESSOR | TW045 | 10 |  |  | 45.5
POWER | 47 | P-2F-37 | TY95 | LV SWBD RM(P) | LV SWBD (P) / AC380V FEEDER PANEL | TWMPC1 | 4 | COMPRESSOR RM(P) | NO.2 AIR COMPRESSOR | TW045 | 10 |  |  | 45.5
POWER | 37 | P-1GS-06A | TY50 | LV SWBD RM(S) | LV SWBD GROUP STARTER PANEL | TWMSB34 | 4 | AFT P/P RM(S) | NO.3 FIRE, G/S P/P | PR119 | 3 |  |  | 35 | TWMSB34,SF132A,SF114A
POWER | 37 | P-1GS-06 | TY50 | LV SWBD RM(S) | LV SWBD GROUP STARTER PANEL | TWMSB34 | 4 | AFT P/P RM(S) | NO.3 FIRE, G/S P/P | PR119 | 3 |  |  | 35 | TWMSB34F,SF132A,SF114A
POWER | 47 | P-2F-36A | TY95 | LV SWBD RM(P) | LV SWBD (P) / AC380V FEEDER PANEL | TWMPC1 | 4 | COMPRESSOR RM(P) | NO.1 AIR COMPRESSOR | TW046 | 10 |  |  | 45.5
POWER | 47 | P-2F-36 | TY95 | LV SWBD RM(P) | LV SWBD (P) / AC380V FEEDER PANEL | TWMPC1 | 4 | COMPRESSOR RM(P) | NO.1 AIR COMPRESSOR | TW046 | 10 |  |  | 45.5
POWER | 63 | P-2FC-05A | TY150 | TR RM(P) | NO.2 FREQ. CONVERTER | TW2FCOUT | 4 | SAFETY DK(P) | PDSC-23 | SFP25B | 3 |  |  | 54.5
POWER | 63 | P-2FC-05 | TY150 | TR RM(P) | NO.2 FREQ. CONVERTER | TW2FCOUT | 4 | SAFETY DK(P) | PDSC-23 | SFP25B | 3 |  |  | 54.5
POWER | 37 | P-1GS-05A | TY50 | LV SWBD RM(S) | LV SWBD GROUP STARTER PANEL | TWMSB34 | 4 | FWD P/P RM(S) | NO.1 FIRE, G/S P/P | PR019 | 3 |  |  | 35 | SF162A
POWER | 37 | P-1GS-05 | TY50 | LV SWBD RM(S) | LV SWBD GROUP STARTER PANEL | TWMSB34 | 4 | FWD P/P RM(S) | NO.1 FIRE, G/S P/P | PR019 | 3 |  |  | 35 | SF162A
POWER | 48 | P-2F-54 | TY150 | LV SWBD RM(P) | LV SWBD (P) / AC380V FEEDER PANEL | TWMPC5 | 4 | SF DK(P) | PDSR-25 | SFP36A | 3 |  |  | 54.5
POWER | 25 | P-1F-55D | TY150 | LV SWBD RM(S) | LV SWBD AC380V FEEDER PANEL | TWMSC2 | 4 | SAFETY DK(S) | PDSR-16 | SFS26A | 3 |  |  | 54.5 | TWMSC2F
POWER | 25 | P-1F-55C | TY150 | LV SWBD RM(S) | LV SWBD AC380V FEEDER PANEL | TWMSC2 | 4 | SAFETY DK(S) | PDSR-16 | SFS26A | 3 |  |  | 54.5 | TWMSC2F
POWER | 25 | P-1F-55B | TY150 | LV SWBD RM(S) | LV SWBD AC380V FEEDER PANEL | TWMSC2 | 4 | SAFETY DK(S) | PDSR-16 | SFS26A | 3 |  |  | 54.5 | TWMSC2F
POWER | 25 | P-1F-55A | TY150 | LV SWBD RM(S) | LV SWBD AC380V FEEDER PANEL | TWMSC2 | 4 | SAFETY DK(S) | PDSR-16 | SFS26A | 3 |  |  | 54.5 | TWMSC2F
POWER | 25 | P-1F-55 | TY150 | LV SWBD RM(S) | LV SWBD AC380V FEEDER PANEL | TWMSC2 | 4 | SAFETY DK(S) | PDSR-16 | SFS26A | 3 |  |  | 54.5 | TWMSC2F
POWER | 15 | P-DG1-01N | TY150 | LV SWBD RM(S) | LV SWBD NO.1 D/G PANEL | TWMSF | 4 | GEN. RM | NO.1 GENERATOR | TW120A | 4 |  |  | 54.5 | TWMSFF
POWER | 15 | P-DG1-01M | TY150 | LV SWBD RM(S) | LV SWBD NO.1 D/G PANEL | TWMSF | 4 | GEN. RM | NO.1 GENERATOR | TW120A | 4 |  |  | 54.5 | TWMSFF
POWER | 15 | P-DG1-01L | TY150 | LV SWBD RM(S) | LV SWBD NO.1 D/G PANEL | TWMSF | 4 | GEN. RM | NO.1 GENERATOR | TW120A | 4 |  |  | 54.5 | TWMSFF
POWER | 15 | P-DG1-01K | TY150 | LV SWBD RM(S) | LV SWBD NO.1 D/G PANEL | TWMSF | 4 | GEN. RM | NO.1 GENERATOR | TW120A | 4 |  |  | 54.5 | TWMSFF
POWER | 15 | P-DG1-01J | TY150 | LV SWBD RM(S) | LV SWBD NO.1 D/G PANEL | TWMSF | 4 | GEN. RM | NO.1 GENERATOR | TW120A | 4 |  |  | 54.5 | TWMSFF
POWER | 15 | P-DG1-01I | TY150 | LV SWBD RM(S) | LV SWBD NO.1 D/G PANEL | TWMSF | 4 | GEN. RM | NO.1 GENERATOR | TW120A | 4 |  |  | 54.5 | TWMSFF
POWER | 15 | P-DG1-01H | TY150 | LV SWBD RM(S) | LV SWBD NO.1 D/G PANEL | TWMSF | 4 | GEN. RM | NO.1 GENERATOR | TW120A | 4 |  |  | 54.5 | TWMSFF
POWER | 15 | P-DG1-01G | TY150 | LV SWBD RM(S) | LV SWBD NO.1 D/G PANEL | TWMSF | 4 | GEN. RM | NO.1 GENERATOR | TW120A | 4 |  |  | 54.5 | TWMSFF
POWER | 15 | P-DG1-01F | TY150 | LV SWBD RM(S) | LV SWBD NO.1 D/G PANEL | TWMSF | 4 | GEN. RM | NO.1 GENERATOR | TW120A | 4 |  |  | 54.5 | TWMSFF
POWER | 15 | P-DG1-01E | TY150 | LV SWBD RM(S) | LV SWBD NO.1 D/G PANEL | TWMSF | 4 | GEN. RM | NO.1 GENERATOR | TW120A | 4 |  |  | 54.5 | TWMSFF
POWER | 15 | P-DG1-01D | TY150 | LV SWBD RM(S) | LV SWBD NO.1 D/G PANEL | TWMSF | 4 | GEN. RM | NO.1 GENERATOR | TW120A | 4 |  |  | 54.5 | TWMSFF
POWER | 15 | P-DG1-01C | TY150 | LV SWBD RM(S) | LV SWBD NO.1 D/G PANEL | TWMSF | 4 | GEN. RM | NO.1 GENERATOR | TW120A | 4 |  |  | 54.5 | TWMSFF
POWER | 15 | P-DG1-01B | TY150 | LV SWBD RM(S) | LV SWBD NO.1 D/G PANEL | TWMSF | 4 | GEN. RM | NO.1 GENERATOR | TW120A | 4 |  |  | 54.5 | TWMSFF
POWER | 15 | P-DG1-01A | TY150 | LV SWBD RM(S) | LV SWBD NO.1 D/G PANEL | TWMSF | 4 | GEN. RM | NO.1 GENERATOR | TW120A | 4 |  |  | 54.5 | TWMSFF
POWER | 15 | P-DG1-01 | TY150 | LV SWBD RM(S) | LV SWBD NO.1 D/G PANEL | TWMSF | 4 | GEN. RM | NO.1 GENERATOR | TW120A | 4 |  |  | 54.5 | TWMSFF
POWER | 20 | P-1F-22 | TY70 | LV SWBD RM(S) | LV SWBD AC380V FEEDER PANEL | TWMSC5 | 4 | SAFETY DK(S) | AIRCON. CONTROL PANEL(PID-16) | TW173 | 7 |  |  | 39.5
POWER | 48 | P-2F-54D | TY150 | LV SWBD RM(P) | LV SWBD (P) / AC380V FEEDER PANEL | TWMPC2 | 4 | SF DK(P) | PDSR-25 | SFP36A | 3 |  |  | 54.5 | TW079J
POWER | 48 | P-2F-54C | TY150 | LV SWBD RM(P) | LV SWBD (P) / AC380V FEEDER PANEL | TWMPC2 | 4 | SF DK(P) | PDSR-25 | SFP36A | 3 |  |  | 54.5 | TW079J
POWER | 48 | P-2F-54B | TY150 | LV SWBD RM(P) | LV SWBD (P) / AC380V FEEDER PANEL | TWMPC2 | 4 | SF DK(P) | PDSR-25 | SFP36A | 3 |  |  | 54.5 | TW079J
POWER | 48 | P-2F-54A | TY150 | LV SWBD RM(P) | LV SWBD (P) / AC380V FEEDER PANEL | TWMPC2 | 4 | SF DK(P) | PDSR-25 | SFP36A | 3 |  |  | 54.5 | TW079J
POWER | 20 | P-1F-18 | TY70 | LV SWBD RM(S) | LV SWBD AC380V FEEDER PANEL | TWMSC5 | 4 | AFT DK STORE(S) | NO.7 CAPATAN STARTER | SF103E | 2 |  |  | 39.5 | TWMSC5F
POWER | 49 | P-2F-60D | TY150 | LV SWBD RM(P) | LV SWBD (P) / AC380V FEEDER PANEL | TWMPC6 | 4 | SF DK(P) | PDSC-27 | SFP37A | 3 |  |  | 54.5
POWER | 49 | P-2F-60C | TY150 | LV SWBD RM(P) | LV SWBD (P) / AC380V FEEDER PANEL | TWMPC6 | 4 | SF DK(P) | PDSC-27 | SFP37A | 3 |  |  | 54.5
POWER | 49 | P-2F-60B | TY150 | LV SWBD RM(P) | LV SWBD (P) / AC380V FEEDER PANEL | TWMPC6 | 4 | SF DK(P) | PDSC-27 | SFP37A | 3 |  |  | 54.5
POWER | 49 | P-2F-60A | TY150 | LV SWBD RM(P) | LV SWBD (P) / AC380V FEEDER PANEL | TWMPC6 | 4 | SF DK(P) | PDSC-27 | SFP37A | 3 |  |  | 54.5
POWER | 49 | P-2F-60 | TY150 | LV SWBD RM(P) | LV SWBD (P) / AC380V FEEDER PANEL | TWMPC6 | 4 | SF DK(P) | PDSC-27 | SFP37A | 3 |  |  | 54.5
POWER | 19 | P-1F-12 | TY70 | LV SWBD RM(S) | LV SWBD AC380V FEEDER PANEL | TWMSC5 | 4 | AFT DK STORE(S) | NO.1 MOORING WINCH STARTER | SF103F | 3 |  |  | 39.5 | TWMSC5F
POWER | 16 | P-DG2-01N | TY150 | LV SWBD RM(S) | LV SWBD NO.2 D/G PANEL | TWMSD | 4 | GEN. RM | NO.2 GENERATOR | TW119A | 4 |  |  | 54.5 | TWMSDF
POWER | 16 | P-DG2-01M | TY150 | LV SWBD RM(S) | LV SWBD NO.2 D/G PANEL | TWMSD | 4 | GEN. RM | NO.2 GENERATOR | TW119A | 4 |  |  | 54.5 | TWMSDF
POWER | 16 | P-DG2-01L | TY150 | LV SWBD RM(S) | LV SWBD NO.2 D/G PANEL | TWMSD | 4 | GEN. RM | NO.2 GENERATOR | TW119A | 4 |  |  | 54.5 | TWMSDF
POWER | 16 | P-DG2-01K | TY150 | LV SWBD RM(S) | LV SWBD NO.2 D/G PANEL | TWMSD | 4 | GEN. RM | NO.2 GENERATOR | TW119A | 4 |  |  | 54.5 | TWMSDF
POWER | 16 | P-DG2-01J | TY150 | LV SWBD RM(S) | LV SWBD NO.2 D/G PANEL | TWMSD | 4 | GEN. RM | NO.2 GENERATOR | TW119A | 4 |  |  | 54.5 | TWMSDF
POWER | 16 | P-DG2-01I | TY150 | LV SWBD RM(S) | LV SWBD NO.2 D/G PANEL | TWMSD | 4 | GEN. RM | NO.2 GENERATOR | TW119A | 4 |  |  | 54.5 | TWMSDF
POWER | 16 | P-DG2-01H | TY150 | LV SWBD RM(S) | LV SWBD NO.2 D/G PANEL | TWMSD | 4 | GEN. RM | NO.2 GENERATOR | TW119A | 4 |  |  | 54.5 | TWMSDF
POWER | 16 | P-DG2-01G | TY150 | LV SWBD RM(S) | LV SWBD NO.2 D/G PANEL | TWMSD | 4 | GEN. RM | NO.2 GENERATOR | TW119A | 4 |  |  | 54.5 | TWMSDF
POWER | 16 | P-DG2-01F | TY150 | LV SWBD RM(S) | LV SWBD NO.2 D/G PANEL | TWMSD | 4 | GEN. RM | NO.2 GENERATOR | TW119A | 4 |  |  | 54.5 | TWMSDF
POWER | 16 | P-DG2-01E | TY150 | LV SWBD RM(S) | LV SWBD NO.2 D/G PANEL | TWMSD | 4 | GEN. RM | NO.2 GENERATOR | TW119A | 4 |  |  | 54.5 | TWMSDF
POWER | 16 | P-DG2-01D | TY150 | LV SWBD RM(S) | LV SWBD NO.2 D/G PANEL | TWMSD | 4 | GEN. RM | NO.2 GENERATOR | TW119A | 4 |  |  | 54.5 | TWMSDF
POWER | 16 | P-DG2-01C | TY150 | LV SWBD RM(S) | LV SWBD NO.2 D/G PANEL | TWMSD | 4 | GEN. RM | NO.2 GENERATOR | TW119A | 4 |  |  | 54.5 | TWMSDF
POWER | 16 | P-DG2-01B | TY150 | LV SWBD RM(S) | LV SWBD NO.2 D/G PANEL | TWMSD | 4 | GEN. RM | NO.2 GENERATOR | TW119A | 4 |  |  | 54.5 | TWMSDF
POWER | 16 | P-DG2-01A | TY150 | LV SWBD RM(S) | LV SWBD NO.2 D/G PANEL | TWMSD | 4 | GEN. RM | NO.2 GENERATOR | TW119A | 4 |  |  | 54.5 | TWMSDF
POWER | 16 | P-DG2-01 | TY150 | LV SWBD RM(S) | LV SWBD NO.2 D/G PANEL | TWMSD | 4 | GEN. RM | NO.2 GENERATOR | TW119A | 4 |  |  | 54.5 | TWMSDF
POWER | 63 | P-2FC-06A | TY70 | TR RM(P) | NO.2 FREQ. CONVERTER | TW2FCOUT | 4 | SAFETY DK(P) | PDSC-24 | SFP05A | 3 |  |  | 39.5
POWER | 63 | P-2FC-06 | TY70 | TR RM(P) | NO.2 FREQ. CONVERTER | TW2FCOUT | 4 | SAFETY DK(P) | PDSC-24 | SFP05A | 3 |  |  | 39.5
POWER | 58 | P-2GS-05A | TY50 | LV SWBD RM(P) | LV SWBD GROUP STARTER PANEL | TWMPD56 | 4 | FWD P/P RM(P) | NO.2 FIRE, G/S P/P | PR069 | 3 |  |  | 35 | PA051
POWER | 58 | P-2GS-05 | TY50 | LV SWBD RM(P) | LV SWBD GROUP STARTER PANEL | TWMPD56 | 4 | FWD P/P RM(P) | NO.2 FIRE, G/S P/P | PR069 | 3 |  |  | 35 | PA051
POWER | 19 | P-1F-15 | TY70 | LV SWBD RM(S) | LV SWBD AC380V FEEDER PANEL | TWMSC5 | 4 | FWD DK STORE(S) | NO.1 CAPATAN STARTER | SF175D | 2 |  |  | 39.5 | TWMSC5F
POWER | 48 | P-2F-57C | TY120 | LV SWBD RM(P) | LV SWBD (P) / AC380V FEEDER PANEL | TWMPC5 | 4 | SF DK(P) | PDSR-28 | SFP04A | 3 |  |  | 49.6
POWER | 48 | P-2F-57B | TY120 | LV SWBD RM(P) | LV SWBD (P) / AC380V FEEDER PANEL | TWMPC5 | 4 | SF DK(P) | PDSR-28 | SFP04A | 3 |  |  | 49.6
POWER | 48 | P-2F-57A | TY120 | LV SWBD RM(P) | LV SWBD (P) / AC380V FEEDER PANEL | TWMPC5 | 4 | SF DK(P) | PDSR-28 | SFP04A | 3 |  |  | 49.6
POWER | 48 | P-2F-57 | TY120 | LV SWBD RM(P) | LV SWBD (P) / AC380V FEEDER PANEL | TWMPC5 | 4 | SF DK(P) | PDSR-28 | SFP04A | 3 |  |  | 49.6
POWER | 25 | P-1F-56C | TY120 | LV SWBD RM(S) | LV SWBD AC380V FEEDER PANEL | TWMSC2 | 4 | SAFETY DK(S) | PDSR-17 | SFS15A | 3 |  |  | 49.6 | TWMSC2F
POWER | 25 | P-1F-56B | TY120 | LV SWBD RM(S) | LV SWBD AC380V FEEDER PANEL | TWMSC2 | 4 | SAFETY DK(S) | PDSR-17 | SFS15A | 3 |  |  | 49.6 | TWMSC2F
POWER | 25 | P-1F-56A | TY120 | LV SWBD RM(S) | LV SWBD AC380V FEEDER PANEL | TWMSC2 | 4 | SAFETY DK(S) | PDSR-17 | SFS15A | 3 |  |  | 49.6 | TWMSC2F
POWER | 25 | P-1F-56 | TY120 | LV SWBD RM(S) | LV SWBD AC380V FEEDER PANEL | TWMSC2 | 4 | SAFETY DK(S) | PDSR-17 | SFS15A | 3 |  |  | 49.6 | TWMSC2F
POWER | 26 | P-1F-61C | TY120 | LV SWBD RM(S) | LV SWBD AC380V FEEDER PANEL | TWMSC1 | 4 | SAFETY DK(S) | PDSC-18 | SFS14A | 3 |  |  | 49.6 | TWMSC1F
POWER | 26 | P-1F-61B | TY120 | LV SWBD RM(S) | LV SWBD AC380V FEEDER PANEL | TWMSC1 | 4 | SAFETY DK(S) | PDSC-18 | SFS14A | 3 |  |  | 49.6 | TWMSC1F
POWER | 26 | P-1F-61A | TY120 | LV SWBD RM(S) | LV SWBD AC380V FEEDER PANEL | TWMSC1 | 4 | SAFETY DK(S) | PDSC-18 | SFS14A | 3 |  |  | 49.6 | TWMSC1F
POWER | 26 | P-1F-61 | TY120 | LV SWBD RM(S) | LV SWBD AC380V FEEDER PANEL | TWMSC1 | 4 | SAFETY DK(S) | PDSC-18 | SFS14A | 3 |  |  | 49.6 | TWMSC1F
POWER | 25 | P-1F-52D | TY150 | LV SWBD RM(S) | LV SWBD AC380V FEEDER PANEL | TWMSC3 | 4 | SAFETY DK(S) | PDSR-13 | SFS54A | 3 |  |  | 54.5
POWER | 25 | P-1F-52C | TY150 | LV SWBD RM(S) | LV SWBD AC380V FEEDER PANEL | TWMSC3 | 4 | SAFETY DK(S) | PDSR-13 | SFS54A | 3 |  |  | 54.5
POWER | 25 | P-1F-52B | TY150 | LV SWBD RM(S) | LV SWBD AC380V FEEDER PANEL | TWMSC3 | 4 | SAFETY DK(S) | PDSR-13 | SFS54A | 3 |  |  | 54.5
POWER | 25 | P-1F-52A | TY150 | LV SWBD RM(S) | LV SWBD AC380V FEEDER PANEL | TWMSC3 | 4 | SAFETY DK(S) | PDSR-13 | SFS54A | 3 |  |  | 54.5
POWER | 25 | P-1F-52 | TY150 | LV SWBD RM(S) | LV SWBD AC380V FEEDER PANEL | TWMSC3 | 4 | SAFETY DK(S) | PDSR-13 | SFS54A | 3 |  |  | 54.5
POWER | 62 | P-1FC-06 | TY70 | TR RM(S) | NO.1 FREQ. CONVERTER | TW1FCOUT | 4 | SAFETY DK(S) | PDSC-14 | SFS04A | 3 |  |  | 39.5
POWER | 19 | P-1F-13 | TY70 | LV SWBD RM(S) | LV SWBD AC380V FEEDER PANEL | TWMSC4 | 4 | FWD DK STORE(S) | NO.1 TRACTION WINCH STARTER | SF175C | 3 |  |  | 39.5 | TWMSC5F
POWER | 36 | P-1GS-04B | TY95 | LV SWBD RM(S) | LV SWBD GROUP STARTER PANEL | TWMSB5 | 4 | AFT P/P RM(S) | NO.6 BALLAST P/P | PR132 | 3 |  |  | 45.5 | TWMSB5F,SF132A,SF114A
POWER | 36 | P-1GS-04A | TY95 | LV SWBD RM(S) | LV SWBD GROUP STARTER PANEL | TWMSB5 | 4 | AFT P/P RM(S) | NO.6 BALLAST P/P | PR132 | 3 |  |  | 45.5 | TWMSB5F,SF132A,SF114A
POWER | 36 | P-1GS-04 | TY95 | LV SWBD RM(S) | LV SWBD GROUP STARTER PANEL | TWMSB5 | 4 | AFT P/P RM(S) | NO.6 BALLAST P/P | PR132 | 3 |  |  | 45.5 | TWMSB5F,SF132A,SF114A
POWER | 62 | P-1FC-06A | TY70 | TR RM(S) | NO.1 FREQ. CONVERTER | TW1FCOUT | 4 | SAFETY DK(S) | PDSC-14 | SFS04A | 3 |  |  | 39.5 | TW130A
POWER | 62 | P-1FC-05A | TY150 | TR RM(S) | NO.1 FREQ. CONVERTER | TW1FCOUT | 4 | SAFETY DK(S) | PDSC-13 | SFS25A | 3 |  |  | 54.5 | TW185
POWER | 62 | P-1FC-05 | TY150 | TR RM(S) | NO.1 FREQ. CONVERTER | TW1FCOUT | 4 | SAFETY DK(S) | PDSC-13 | SFS25A | 3 |  |  | 54.5 | TW185
POWER | 35 | P-1GS-03B | TY95 | LV SWBD RM(S) | LV SWBD GROUP STARTER PANEL | TWMSB6 | 4 | AFT P/P RM(S) | NO.5 BALLAST P/P | PR134 | 3 |  |  | 45.5 | TWMSB6F,SFS30A,SF114A
POWER | 35 | P-1GS-03A | TY95 | LV SWBD RM(S) | LV SWBD GROUP STARTER PANEL | TWMSB6 | 4 | AFT P/P RM(S) | NO.5 BALLAST P/P | PR134 | 3 |  |  | 45.5 | TWMSB6F,SFS30A,SF114A
POWER | 35 | P-1GS-03 | TY95 | LV SWBD RM(S) | LV SWBD GROUP STARTER PANEL | TWMSB6 | 4 | AFT P/P RM(S) | NO.5 BALLAST P/P | PR134 | 3 |  |  | 45.5 | SF114A,SFS30A,TWMSB6F
POWER | 26 | P-1F-58C | TY120 | LV SWBD RM(S) | LV SWBD AC380V FEEDER PANEL | TWMSC1 | 4 | SAFETY DK(S) | PDSC-15 | SFS60B | 3 |  |  | 49.6 | TWMSC1F
POWER | 26 | P-1F-58B | TY120 | LV SWBD RM(S) | LV SWBD AC380V FEEDER PANEL | TWMSC1 | 4 | SAFETY DK(S) | PDSC-15 | SFS60B | 3 |  |  | 49.6 | TWMSC1F
POWER | 26 | P-1F-58A | TY120 | LV SWBD RM(S) | LV SWBD AC380V FEEDER PANEL | TWMSC1 | 4 | SAFETY DK(S) | PDSC-15 | SFS60B | 3 |  |  | 49.6 | TWMSC1F
POWER | 26 | P-1F-58 | TY120 | LV SWBD RM(S) | LV SWBD AC380V FEEDER PANEL | TWMSC1 | 4 | SAFETY DK(S) | PDSC-15 | SFS60B | 3 |  |  | 49.6 | TWMSC1F
POWER | 25 | P-1F-51C | TY120 | LV SWBD RM(S) | LV SWBD AC380V FEEDER PANEL | TWMSC3 | 4 | SAFETY DK(S) | PDSR-12 | SFS61A | 3 |  |  | 49.6
POWER | 25 | P-1F-51B | TY120 | LV SWBD RM(S) | LV SWBD AC380V FEEDER PANEL | TWMSC3 | 4 | SAFETY DK(S) | PDSR-12 | SFS61A | 3 |  |  | 49.6
POWER | 25 | P-1F-51A | TY120 | LV SWBD RM(S) | LV SWBD AC380V FEEDER PANEL | TWMSC3 | 4 | SAFETY DK(S) | PDSR-12 | SFS61A | 3 |  |  | 49.6
POWER | 25 | P-1F-51 | TY120 | LV SWBD RM(S) | LV SWBD AC380V FEEDER PANEL | TWMSC3 | 4 | SAFETY DK(S) | PDSR-12 | SFS61A | 3 |  |  | 49.6
POWER | 34 | P-1GS-02B | TY95 | LV SWBD RM(S) | LV SWBD GROUP STARTER PANEL | TWMSB7 | 4 | FWD P/P RM(S) | NO.2 BALLAST P/P | PR032 | 3 |  |  | 45.5 | SF162A
POWER | 34 | P-1GS-02A | TY95 | LV SWBD RM(S) | LV SWBD GROUP STARTER PANEL | TWMSB7 | 4 | FWD P/P RM(S) | NO.2 BALLAST P/P | PR032 | 3 |  |  | 45.5 | SF162B
POWER | 34 | P-1GS-02 | TY95 | LV SWBD RM(S) | LV SWBD GROUP STARTER PANEL | TWMSB7 | 4 | FWD P/P RM(S) | NO.2 BALLAST P/P | PR032 | 3 |  |  | 45.5 | SF162A
POWER | 33 | P-1GS-01B | TY95 | LV SWBD RM(S) | LV SWBD GROUP STARTER PANEL | TWMSB8 | 4 | FWD P/P RM(S) | NO.1 BALLAST P/P | PR034 | 3 |  |  | 45.5 | SF162A
POWER | 33 | P-1GS-01A | TY95 | LV SWBD RM(S) | LV SWBD GROUP STARTER PANEL | TWMSB8 | 4 | FWD P/P RM(S) | NO.1 BALLAST P/P | PR034 | 3 |  |  | 45.5 | SF162A
POWER | 33 | P-1GS-01 | TY95 | LV SWBD RM(S) | LV SWBD GROUP STARTER PANEL | TWMSB8 | 4 | FWD P/P RM(S) | NO.1 BALLAST P/P | PR034 | 3 |  |  | 45.5 | SF162A
POWER | 48 | P-2F-53D | TY150 | LV SWBD RM(P) | LV SWBD (P) / AC380V FEEDER PANEL | TWMPC2 | 4 | SF DK(P) | PDSR-24 | SFP47A | 3 |  |  | 54.5 | TW079J
POWER | 48 | P-2F-53C | TY150 | LV SWBD RM(P) | LV SWBD (P) / AC380V FEEDER PANEL | TWMPC2 | 4 | SF DK(P) | PDSR-24 | SFP47A | 3 |  |  | 54.5 | TW079J
POWER | 48 | P-2F-53B | TY150 | LV SWBD RM(P) | LV SWBD (P) / AC380V FEEDER PANEL | TWMPC2 | 4 | SF DK(P) | PDSR-24 | SFP47A | 3 |  |  | 54.5 | TW079J
POWER | 48 | P-2F-53A | TY150 | LV SWBD RM(P) | LV SWBD (P) / AC380V FEEDER PANEL | TWMPC2 | 4 | SF DK(P) | PDSR-24 | SFP47A | 3 |  |  | 54.5 | TW079J
POWER | 48 | P-2F-53 | TY150 | LV SWBD RM(P) | LV SWBD (P) / AC380V FEEDER PANEL | TWMPC2 | 4 | SF DK(P) | PDSR-24 | SFP47A | 3 |  |  | 54.5 | TW079J
POWER | 44 | P-2F-15 | TY70 | LV SWBD RM(P) | LV SWBD (P) / AC380V FEEDER PANEL | TWMPC3 | 4 | FWD DK STORE(P) | NO.2 CAPSTAN STARTER | SF067D | 3 |  |  | 39.5 | SF045
POWER | 44 | P-2F-13 | TY70 | LV SWBD RM(P) | LV SWBD (P) / AC380V FEEDER PANEL | TWMPC4 | 4 | FWD DK STORE(P) | NO.2 TRACTION WINCH STARTER | SF067F | 3 |  |  | 39.5 | SF045
POWER | 49 | P-2F-59D | TY150 | LV SWBD RM(P) | LV SWBD (P) / AC380V FEEDER PANEL | TWMPC6 | 4 | SF DK(P) | PDSC-26 | SFP48A | 3 |  |  | 54.5
POWER | 49 | P-2F-59C | TY150 | LV SWBD RM(P) | LV SWBD (P) / AC380V FEEDER PANEL | TWMPC6 | 4 | SF DK(P) | PDSC-26 | SFP48A | 3 |  |  | 54.5
POWER | 49 | P-2F-59B | TY150 | LV SWBD RM(P) | LV SWBD (P) / AC380V FEEDER PANEL | TWMPC6 | 4 | SF DK(P) | PDSC-26 | SFP48A | 3 |  |  | 54.5
POWER | 49 | P-2F-59A | TY150 | LV SWBD RM(P) | LV SWBD (P) / AC380V FEEDER PANEL | TWMPC6 | 4 | SF DK(P) | PDSC-26 | SFP48A | 3 |  |  | 54.5
POWER | 49 | P-2F-59 | TY150 | LV SWBD RM(P) | LV SWBD (P) / AC380V FEEDER PANEL | TWMPC6 | 4 | SF DK(P) | PDSC-26 | SFP48A | 3 |  |  | 54.5
POWER | 25 | P-1F-57C | TY120 | LV SWBD RM(S) | LV SWBD AC380V FEEDER PANEL | TWMSC2 | 4 | SAFETY DK(S) | PDSR-18 | SFS05A | 3 |  |  | 49.6 | TWMSC2F
POWER | 25 | P-1F-57B | TY120 | LV SWBD RM(S) | LV SWBD AC380V FEEDER PANEL | TWMSC2 | 4 | SAFETY DK(S) | PDSR-18 | SFS05A | 3 |  |  | 49.6 | TWMSC2F
POWER | 25 | P-1F-57A | TY120 | LV SWBD RM(S) | LV SWBD AC380V FEEDER PANEL | TWMSC2 | 4 | SAFETY DK(S) | PDSR-18 | SFS05A | 3 |  |  | 49.6 | TWMSC2F
POWER | 25 | P-1F-57 | TY120 | LV SWBD RM(S) | LV SWBD AC380V FEEDER PANEL | TWMSC2 | 4 | SAFETY DK(S) | PDSR-18 | SFS05A | 3 |  |  | 49.6 | TWMSC2F
POWER | 48 | P-2F-52D | TY150 | LV SWBD RM(P) | LV SWBD (P) / AC380V FEEDER PANEL | TWMPC2 | 4 | SF DK(P) | PDSR-23 | SFP52A | 3 |  |  | 54.5 | TW079J
POWER | 48 | P-2F-52C | TY150 | LV SWBD RM(P) | LV SWBD (P) / AC380V FEEDER PANEL | TWMPC2 | 4 | SF DK(P) | PDSR-23 | SFP52A | 3 |  |  | 54.5 | TW079J
POWER | 48 | P-2F-52B | TY150 | LV SWBD RM(P) | LV SWBD (P) / AC380V FEEDER PANEL | TWMPC2 | 4 | SF DK(P) | PDSR-23 | SFP52A | 3 |  |  | 54.5 | TW079J
POWER | 48 | P-2F-52A | TY150 | LV SWBD RM(P) | LV SWBD (P) / AC380V FEEDER PANEL | TWMPC2 | 4 | SF DK(P) | PDSR-23 | SFP52A | 3 |  |  | 54.5 | TW079J
POWER | 48 | P-2F-52 | TY150 | LV SWBD RM(P) | LV SWBD (P) / AC380V FEEDER PANEL | TWMPC2 | 4 | SF DK(P) | PDSR-23 | SFP52A | 3 |  |  | 54.5 | TW079J
POWER | 55 | P-2GS-02B | TY95 | LV SWBD RM(P) | LV SWBD GROUP STARTER PANEL | TWMPD2 | 4 | FWD P/P RM(P) | NO.4 BALLAST P/P | PR082 | 3 |  |  | 45.5 | PA051,TWMPD2F
POWER | 55 | P-2GS-02A | TY95 | LV SWBD RM(P) | LV SWBD GROUP STARTER PANEL | TWMPD2 | 4 | FWD P/P RM(P) | NO.4 BALLAST P/P | PR082 | 3 |  |  | 45.5 | PA051,TWMPD2F
POWER | 55 | P-2GS-02 | TY95 | LV SWBD RM(P) | LV SWBD GROUP STARTER PANEL | TWMPD2 | 4 | FWD P/P RM(P) | NO.4 BALLAST P/P | PR082 | 3 |  |  | 45.5 | PA051,TWMPD2F
POWER | 54 | P-2GS-01B | TY95 | LV SWBD RM(P) | LV SWBD GROUP STARTER PANEL | TWMPD1 | 4 | FWD P/P RM(P) | NO.3 BALLAST P/P | PR084 | 3 |  |  | 45.5 | PA051
POWER | 54 | P-2GS-01A | TY95 | LV SWBD RM(P) | LV SWBD GROUP STARTER PANEL | TWMPD1 | 4 | FWD P/P RM(P) | NO.3 BALLAST P/P | PR084 | 3 |  |  | 45.5 | TW065C
POWER | 54 | P-2GS-01 | TY95 | LV SWBD RM(P) | LV SWBD GROUP STARTER PANEL | TWMPD1 | 4 | FWD P/P RM(P) | NO.3 BALLAST P/P | PR084 | 3 |  |  | 45.5 | TW065C
POWER | 25 | P-1F-50C | TY120 | LV SWBD RM(S) | LV SWBD AC380V FEEDER PANEL | TWMSC3 | 4 | SAFETY DK(S) | PDSR-11 | SFS71A | 3 |  |  | 49.6
POWER | 25 | P-1F-50B | TY120 | LV SWBD RM(S) | LV SWBD AC380V FEEDER PANEL | TWMSC3 | 4 | SAFETY DK(S) | PDSR-11 | SFS71A | 3 |  |  | 49.6
POWER | 25 | P-1F-50A | TY120 | LV SWBD RM(S) | LV SWBD AC380V FEEDER PANEL | TWMSC3 | 4 | SAFETY DK(S) | PDSR-11 | SFS71A | 3 |  |  | 49.6
POWER | 25 | P-1F-50 | TY120 | LV SWBD RM(S) | LV SWBD AC380V FEEDER PANEL | TWMSC3 | 4 | SAFETY DK(S) | PDSR-11 | SFS71A | 3 |  |  | 49.6
POWER | 48 | P-2F-51C | TY120 | LV SWBD RM(P) | LV SWBD (P) / AC380V FEEDER PANEL | TWMPC2 | 4 | SF DK(P) | PDSR-22 | SFP61A | 3 |  |  | 49.6 | SF031,SF060
POWER | 48 | P-2F-51B | TY120 | LV SWBD RM(P) | LV SWBD (P) / AC380V FEEDER PANEL | TWMPC2 | 4 | SF DK(P) | PDSR-22 | SFP61A | 3 |  |  | 49.6 | SF031,SF060
POWER | 48 | P-2F-51A | TY120 | LV SWBD RM(P) | LV SWBD (P) / AC380V FEEDER PANEL | TWMPC2 | 4 | SF DK(P) | PDSR-22 | SFP61A | 3 |  |  | 49.6 | SF031,SF060
POWER | 48 | P-2F-51 | TY120 | LV SWBD RM(P) | LV SWBD (P) / AC380V FEEDER PANEL | TWMPC2 | 4 | SF DK(P) | PDSR-22 | SFP61A | 3 |  |  | 49.6 | SF031,SF060
POWER | 49 | P-2F-58C | TY120 | LV SWBD RM(P) | LV SWBD (P) / AC380V FEEDER PANEL | TWMPC6 | 4 | SF DK(P) | PDSC-25 | SFP62A | 3 |  |  | 49.6 | SF031,SF060
POWER | 49 | P-2F-58B | TY120 | LV SWBD RM(P) | LV SWBD (P) / AC380V FEEDER PANEL | TWMPC6 | 4 | SF DK(P) | PDSC-25 | SFP62A | 3 |  |  | 49.6 | SF031,SF060
POWER | 49 | P-2F-58A | TY120 | LV SWBD RM(P) | LV SWBD (P) / AC380V FEEDER PANEL | TWMPC6 | 4 | SF DK(P) | PDSC-25 | SFP62A | 3 |  |  | 49.6 | SF031,SF060
POWER | 49 | P-2F-58 | TY120 | LV SWBD RM(P) | LV SWBD (P) / AC380V FEEDER PANEL | TWMPC6 | 4 | SF DK(P) | PDSC-25 | SFP62A | 3 |  |  | 49.6 | SF031,SF060
POWER | 62 | P-1FC-03A | TY150 | TR RM(S) | NO.1 FREQ. CONVERTER | TW1FCOUT | 4 | SAFETY DK(S) | PDSC-11 | SFS71B | 3 |  |  | 54.5
POWER | 62 | P-1FC-03 | TY150 | TR RM(S) | NO.1 FREQ. CONVERTER | TW1FCOUT | 4 | SAFETY DK(S) | PDSC-11 | SFS71B | 3 |  |  | 54.5
POWER | 48 | P-2F-50C | TY120 | LV SWBD RM(P) | LV SWBD (P) / AC380V FEEDER PANEL | TWMPC2 | 4 | SF DK(P) | PDSR-21 | SFP71A | 3 |  |  | 49.6 | SF024,SF060
POWER | 48 | P-2F-50B | TY120 | LV SWBD RM(P) | LV SWBD (P) / AC380V FEEDER PANEL | TWMPC2 | 4 | SF DK(P) | PDSR-21 | SFP71A | 3 |  |  | 49.6 | SF024,SF060
POWER | 48 | P-2F-50A | TY120 | LV SWBD RM(P) | LV SWBD (P) / AC380V FEEDER PANEL | TWMPC2 | 4 | SF DK(P) | PDSR-21 | SFP71A | 3 |  |  | 49.6 | SF024,SF060
POWER | 48 | P-2F-50 | TY120 | LV SWBD RM(P) | LV SWBD (P) / AC380V FEEDER PANEL | TWMPC2 | 4 | SF DK(P) | PDSR-21 | SFP71A | 3 |  |  | 49.6 | SF024,SF060
POWER | 63 | P-2FC-03A | TY150 | TR RM(P) | NO.2 FREQ. CONVERTER | TW2FCOUT | 4 | SAFETY DK(P) | PDSC-21 | SFP72A | 3 |  |  | 54.5 | SF034B,SF068
POWER | 63 | P-2FC-03 | TY150 | TR RM(P) | NO.2 FREQ. CONVERTER | TW2FCOUT | 4 | SAFETY DK(P) | PDSC-21 | SFP72A | 3 |  |  | 54.5 | SF034B,SF068
POWER | 14 | P-1BS-01M | TY150 | LV SWBD RM(S) | BUS-TIE PANEL | TWMSE | 4 | LV SWBD RM(P) | BUS-TIE PANEL | TWMPB | 4 |  |  | 54.5 | TWMSEF,SF114A,PA151,TW089
POWER | 14 | P-1BS-01L | TY150 | LV SWBD RM(S) | BUS-TIE PANEL | TWMSE | 4 | LV SWBD RM(P) | BUS-TIE PANEL | TWMPB | 4 |  |  | 54.5 | TWMSEF,SF114A,PA151,TW089
POWER | 14 | P-1BS-01K | TY150 | LV SWBD RM(S) | BUS-TIE PANEL | TWMSE | 4 | LV SWBD RM(P) | BUS-TIE PANEL | TWMPB | 4 |  |  | 54.5 | TWMSEF,SF114A,PA151,TW089
POWER | 14 | P-1BS-01J | TY150 | LV SWBD RM(S) | BUS-TIE PANEL | TWMSE | 4 | LV SWBD RM(P) | BUS-TIE PANEL | TWMPB | 4 |  |  | 54.5 | TWMSEF,SF114A,PA151,TW089
POWER | 14 | P-1BS-01I | TY150 | LV SWBD RM(S) | BUS-TIE PANEL | TWMSE | 4 | LV SWBD RM(P) | BUS-TIE PANEL | TWMPB | 4 |  |  | 54.5 | TWMSEF,SF114A,PA151,TW089
POWER | 14 | P-1BS-01H | TY150 | LV SWBD RM(S) | BUS-TIE PANEL | TWMSE | 4 | LV SWBD RM(P) | BUS-TIE PANEL | TWMPB | 4 |  |  | 54.5 | TWMSEF,SF114A,PA151,TW089
POWER | 14 | P-1BS-01G | TY150 | LV SWBD RM(S) | BUS-TIE PANEL | TWMSE | 4 | LV SWBD RM(P) | BUS-TIE PANEL | TWMPB | 4 |  |  | 54.5 | TWMSEF,SF114A,PA151,TW089
POWER | 14 | P-1BS-01F | TY150 | LV SWBD RM(S) | BUS-TIE PANEL | TWMSE | 4 | LV SWBD RM(P) | BUS-TIE PANEL | TWMPB | 4 |  |  | 54.5 | TWMSEF,SF114A,PA151,TW089
POWER | 14 | P-1BS-01E | TY150 | LV SWBD RM(S) | BUS-TIE PANEL | TWMSE | 4 | LV SWBD RM(P) | BUS-TIE PANEL | TWMPB | 4 |  |  | 54.5 | TWMSEF,SF114A,PA151,TW089
POWER | 14 | P-1BS-01D | TY150 | LV SWBD RM(S) | BUS-TIE PANEL | TWMSE | 4 | LV SWBD RM(P) | BUS-TIE PANEL | TWMPB | 4 |  |  | 54.5 | TWMSEF,SF114A,PA151,TW089
POWER | 14 | P-1BS-01C | TY150 | LV SWBD RM(S) | BUS-TIE PANEL | TWMSE | 4 | LV SWBD RM(P) | BUS-TIE PANEL | TWMPB | 4 |  |  | 54.5 | TWMSEF,SF114A,PA151,TW089
POWER | 14 | P-1BS-01B | TY150 | LV SWBD RM(S) | BUS-TIE PANEL | TWMSE | 4 | LV SWBD RM(P) | BUS-TIE PANEL | TWMPB | 4 |  |  | 54.5 | TWMSEF,SF114A,PA151,TW089
POWER | 14 | P-1BS-01A | TY150 | LV SWBD RM(S) | BUS-TIE PANEL | TWMSE | 4 | LV SWBD RM(P) | BUS-TIE PANEL | TWMPB | 4 |  |  | 54.5 | TWMSEF,SF114A,PA151,TW089
POWER | 14 | P-1BS-01 | TY150 | LV SWBD RM(S) | BUS-TIE PANEL | TWMSE | 4 | LV SWBD RM(P) | BUS-TIE PANEL | TWMPB | 4 |  |  | 54.5 | TWMSEF,SF114A,PA151,TW089
POWER | 14 | P-1BS-01N | TY150 | LV SWBD RM(S) | BUS-TIE PANEL | TWMSE | 4 | LV SWBD RM(P) | BUS-TIE PANEL | TWMPB | 4 |  |  | 54.5 | TWMSEF,SFS30A,SF114A,PA151,TW089
POWER | 84 | P-UV-01 | MY4 | NO.1 VOID(S) | CONTROL PANE FOR UV STERILIZER | TW181A | 15 | LV SWBD RM(S) | NO.3 MAMS I/O CABINET | TW185C | 4 |  |  | 13.2 | TW200
POWER | 13 | P-UPS-03 | MY4 | LV SWBD RM(S) | DC110V UPS | TW155C | 5 | LV SWBD RM(S) | NO.3 MAMS I/O CABINET | TW185C | 4 |  |  | 13.2 | TW200
POWER | 13 | P-UPS-02 | DY4 | LV SWBD RM(S) | DC110V UPS | TW155C | 5 | ECS RM | SHORE CONN. BOX | SF182 | 10 |  |  | 15.9
POWER | 13 | P-UPS-01 | DY4 | LV SWBD RM(S) | DC110V UPS | TW155C | 5 | HV SWBD RM(S) | HV SWBD INCOMING PANEL | TW156B | 7 |  |  | 15.9
POWER | 88 | P-TW-04J | MYS7 | AHU RM(P) | NO.4 TRACTION WINCH STARTER | SF026 | 10 | TOP DK(P) | ENCORDER | SF005 | 8 |  |  | 15.4
POWER | 88 | P-TW-04H | MYS4 | AHU RM(P) | NO.4 TRACTION WINCH STARTER | SF026 | 10 | TOP DK(P) | LOCAL STAND FOR NO.4 TRACTION WINCH | SF002 | 8 |  |  | 13.4
POWER | 88 | P-TW-04G | MY12 | AHU RM(P) | NO.4 TRACTION WINCH STARTER | SF026 | 10 | TOP DK(P) | LOCAL STAND FOR NO.2 TRACTION WINCH | SF070 | 5 |  |  | 19
POWER | 88 | P-TW-04F | MY12 | AHU RM(P) | NO.4 TRACTION WINCH STARTER | SF026 | 10 | TOP DK(P) | RECEIVER BOX | SF003 | 10 |  |  | 19
POWER | 88 | P-TW-04E | MY4 | AHU RM(P) | NO.4 TRACTION WINCH STARTER | SF026 | 10 | TOP DK(P) | INCHING BOX | SF003 | 10 |  |  | 13.2
POWER | 88 | P-TW-04D | MY4 | AHU RM(P) | NO.4 TRACTION WINCH STARTER | TW079D | 10 | LV SWBD RM(P) | NO.1 MAMS I/O CABINET | TW008B | 5 |  |  | 13.2
POWER | 88 | P-TW-04C | MY12 | AHU RM(P) | NO.4 TRACTION WINCH STARTER | SF026 | 10 | TOP DK(P) | LOCAL STAND FOR NO.4 TRACTION WINCH | SF002 | 8 |  |  | 19
POWER | 88 | P-TW-04B | DY1 | AHU RM(P) | NO.4 TRACTION WINCH STARTER | SF026 | 10 | TOP DK(P) | NO.4 TRACTION WINCH | SF005 | 7 |  |  | 13.7
POWER | 88 | P-TW-04A | DY1 | AHU RM(P) | NO.4 TRACTION WINCH STARTER | SF026 | 10 | TOP DK(P) | NO.4 TRACTION WINCH | SF005 | 7 |  |  | 13.7
POWER | 88 | P-TW-04 | TY50 | AHU RM(P) | NO.4 TRACTION WINCH STARTER | SF026 | 10 | TOP DK(P) | NO.4 TRACTION WINCH | SF005 | 7 |  |  | 35
POWER | 88 | P-TW-03J | MYS7 | AHU RM(S) | NO.3 TRACTION WINCH STARTER | SF140 | 4 | TOP DK(S) | ENCORDER | SF103B | 8 |  |  | 15.4
POWER | 88 | P-TW-03H | MYS4 | AHU RM(S) | NO.3 TRACTION WINCH STARTER | SF140 | 4 | TOP DK(S) | LOCAL STAND FOR NO.3 TRACTION WINCH | SF102 | 4 |  |  | 13.4
POWER | 88 | P-TW-03G | MY12 | AHU RM(S) | NO.3 TRACTION WINCH STARTER | SF140 | 10 | TOP DK(S) | LOCAL STAND FOR NO.1 TRACTION WINCH | SF178 | 5 |  |  | 19
POWER | 88 | P-TW-03F | MY12 | AHU RM(S) | NO.3 TRACTION WINCH STARTER | SF140 | 10 | TOP DK(S) | RECEIVER BOX | SF104 | 7 |  |  | 19
POWER | 88 | P-TW-03E | MY4 | AHU RM(S) | NO.3 TRACTION WINCH STARTER | SF140 | 10 | TOP DK(S) | INCHING BOX | SF104 | 7 |  |  | 13.2
POWER | 88 | P-TW-03D | MY4 | AHU RM(S) | NO.3 TRACTION WINCH STARTER | TW198 | 10 | LV SWBD RM(S) | NO.3 MAMS I/O CABINET | TW185C | 4 |  |  | 13.2
POWER | 88 | P-TW-03C | MY12 | AHU RM(S) | NO.3 TRACTION WINCH STARTER | SF140 | 4 | TOP DK(S) | LOCAL STAND FOR NO.3 TRACTION WINCH | SF102 | 4 |  |  | 19
POWER | 88 | P-TW-03B | DY1 | AHU RM(S) | NO.3 TRACTION WINCH STARTER | SF140 | 10 | TOP DK(S) | NO.3 TRACTION WINCH | SF103B | 7 |  |  | 13.7
POWER | 88 | P-TW-03A | DY1 | AHU RM(S) | NO.3 TRACTION WINCH STARTER | SF140 | 10 | TOP DK(S) | NO.3 TRACTION WINCH | SF103B | 7 |  |  | 13.7
POWER | 88 | P-TW-03 | TY50 | AHU RM(S) | NO.3 TRACTION WINCH STARTER | SF140 | 10 | TOP DK(S) | NO.3 TRACTION WINCH | SF103B | 7 |  |  | 35
POWER | 87 | P-TW-02K | MY12 | FWD DK STORE(P) | NO.2 TRACTION WINCH STARTER | SF067F | 3 | AHU RM(P) | NO.4 TRACTION WINCH STARTER | SF026 | 10 |  |  | 19
POWER | 87 | P-TW-02J | MYS7 | FWD DK STORE(P) | NO.2 TRACTION WINCH STARTER | SF067F | 3 | TOP DK(P) | ENCORDER | SF067B | 8 |  |  | 15.4
POWER | 87 | P-TW-02H | MYS4 | FWD DK STORE(P) | NO.2 TRACTION WINCH STARTER | SF067F | 3 | TOP DK(P) | LOCAL STAND FOR NO.2 TRACTION WINCH | SF070 | 4 |  |  | 13.4
POWER | 87 | P-TW-02G | MY12 | FWD DK STORE(P) | NO.2 TRACTION WINCH STARTER | SF067F | 3 | TOP DK(P) | LOCAL STAND FOR NO.4 TRACTION WINCH | SF002 | 5 |  |  | 19
POWER | 87 | P-TW-02F | MY12 | FWD DK STORE(P) | NO.2 TRACTION WINCH STARTER | SF067F | 3 | TOP DK(P) | RECEIVER BOX | SF067B | 7 |  |  | 19
POWER | 87 | P-TW-02E | MY4 | FWD DK STORE(P) | NO.2 TRACTION WINCH STARTER | SF067F | 3 | TOP DK(P) | INCHING BOX | SF067B | 7 |  |  | 13.2
POWER | 87 | P-TW-02D | MY4 | FWD DK STORE(P) | NO.2 TRACTION WINCH STARTER | SF067F | 3 | LV SWBD RM(P) | NO.1 MAMS I/O CABINET | TW008B | 3 |  |  | 13.2
POWER | 87 | P-TW-02C | MY12 | FWD DK STORE(P) | NO.2 TRACTION WINCH STARTER | SF067F | 3 | TOP DK(P) | LOCAL STAND FOR NO.2 TRACTION WINCH | SF070 | 4 |  |  | 19
POWER | 87 | P-TW-02B | DY1 | FWD DK STORE(P) | NO.2 TRACTION WINCH STARTER | SF067F | 3 | TOP DK(P) | NO.2 TRACTION WINCH | SF067B | 7 |  |  | 13.7
POWER | 87 | P-TW-02A | DY1 | FWD DK STORE(P) | NO.2 TRACTION WINCH STARTER | SF067F | 3 | TOP DK(P) | NO.2 TRACTION WINCH | SF067B | 7 |  |  | 13.7
POWER | 87 | P-TW-02 | TY50 | FWD DK STORE(P) | NO.2 TRACTION WINCH STARTER | SF067F | 3 | TOP DK(P) | NO.2 TRACTION WINCH | SF067B | 7 |  |  | 35
POWER | 87 | P-TW-01K | MY12 | FWD DK STORE(S) | NO.1 TRACTION WINCH STARTER | SF175C | 3 | AHU RM(S) | NO.3 TRACTION WINCH STARTER | SF140 | 4 |  |  | 19
POWER | 87 | P-TW-01J | MYS7 | FWD DK STORE(S) | NO.1 TRACTION WINCH STARTER | SF175C | 3 | TOP DK(S) | ENCORDER | SF175B | 8 |  |  | 15.4
POWER | 87 | P-TW-01H | MYS4 | FWD DK STORE(S) | NO.1 TRACTION WINCH STARTER | SF175C | 3 | TOP DK(S) | LOCAL STAND FOR NO.1 TRACTION WINCH | SF178 | 4 |  |  | 13.4
POWER | 87 | P-TW-01G | MY12 | FWD DK STORE(S) | NO.1 TRACTION WINCH STARTER | SF175C | 3 | TOP DK(S) | LOCAL STAND FOR NO.3 TRACTION WINCH | SF102 | 5 |  |  | 19
POWER | 87 | P-TW-01F | MY12 | FWD DK STORE(S) | NO.1 TRACTION WINCH STARTER | SF175C | 3 | TOP DK(S) | RECEIVER BOX | SF175B | 7 |  |  | 19
POWER | 87 | P-TW-01E | MY4 | FWD DK STORE(S) | NO.1 TRACTION WINCH STARTER | SF175C | 3 | TOP DK(S) | INCHING BOX | SF175B | 7 |  |  | 13.2
POWER | 87 | P-TW-01D | MY4 | FWD DK STORE(S) | NO.1 TRACTION WINCH STARTER | SF175C | 3 | LV SWBD RM(S) | NO.3 MAMS I/O CABINET | TW185C | 4 |  |  | 13.2
POWER | 87 | P-TW-01C | MY12 | FWD DK STORE(S) | NO.1 TRACTION WINCH STARTER | SF175C | 3 | TOP DK(S) | LOCAL STAND FOR NO.1 TRACTION WINCH | SF178 | 4 |  |  | 19
POWER | 87 | P-TW-01B | DY1 | FWD DK STORE(S) | NO.1 TRACTION WINCH STARTER | SF175C | 3 | TOP DK(S) | NO.1 TRACTION WINCH | SF175B | 7 |  |  | 13.7
POWER | 87 | P-TW-01A | DY1 | FWD DK STORE(S) | NO.1 TRACTION WINCH STARTER | SF175C | 3 | TOP DK(S) | NO.1 TRACTION WINCH | SF175B | 7 |  |  | 13.7
POWER | 87 | P-TW-01 | TY50 | FWD DK STORE(S) | NO.1 TRACTION WINCH STARTER | SF175C | 3 | TOP DK(S) | NO.1 TRACTION WINCH | SF175B | 7 |  |  | 35
POWER | 17 | P-SY-11 | MY12 | LV SWBD RM(S) | LV SWBD SYNCHRO PANEL | TWMSE | 4 | LV SWBD RM(S) | NO.3 MAMS I/O CABINET | TW185C | 4 |  |  | 19
POWER | 17 | P-SY-10 | MY19 | LV SWBD RM(S) | LV SWBD SYNCHRO PANEL | TWMSE | 4 | HV SWBD RM(S) | HV SWBD | TW156B | 7 |  |  | 22
POWER | 17 | P-SY-01 | TY150 | LV SWBD RM(S) | LV SWBD SYNCHRO PANEL | TWMSE | 4 | EMCY GEN. RM(S) | EM'CY GE. PANEL | SFESA | 4 |  |  | 54.5 | TWMSEF
POWER | 83 | P-SW-03 | MY4 | ELEC W/S(P) | SEWAGE TREAT CONTROL PANEL | TW007 | 10 | LV SWBD RM(P) | NO.1 MAMS I/O CABINET | TW008B | 3 |  |  | 13.2
POWER | 83 | P-SW-02 | MY4 | TWEEN DK(S) NO.2 STP RM | NO.2 SEWAGE TREAT CONTROL PANEL | TW104 | 10 | LV SWBD RM(S) | NO.3 MAMS I/O CABINET | TW185C | 4 |  |  | 13.2
POWER | 83 | P-SW-01 | MY4 | TWEEN DK(S) NO.1 STP RM | NO.1 SEWAGE TREAT CONTROL PANEL | TW162 | 10 | LV SWBD RM(S) | NO.3 MAMS I/O CABINET | TW185C | 4 |  |  | 13.2 | TW200
POWER | 81 | P-SPB-91 | MYS7 | LV SWBD RM (S) | DC24V BCDC SPARE | TW187A | 3 | LV SWBD RM (S) | NO.3 MAMS I/O CABINET | TW185C | 4 |  |  | 15.4
POWER | 81 | P-SPB-90 | MY19 | LV SWBD RM(S) | DC24V BCDC SPARE | TW187A | 3 | LV SWBD RM(S) | NO.3 MAMS I/O CABINET | TW185C | 4 |  |  | 22
POWER | 81 | P-SPB-02A | DY50 | LV SWBD RM(S) | DC24V BCDC SPARE | TW187A | 3 | LV SWBD RM(P) | NO.2 DC24V BCDC | TW088A | 3 |  |  | 32.2 | PA152
POWER | 81 | P-SPB-02 | DY50 | LV SWBD RM(S) | DC24V BCDC SPARE | TW187A | 3 | LV SWBD RM(P) | NO.2 DC24V BCDC | TW088A | 3 |  |  | 32.2 | PA151
POWER | 81 | P-SPB-01 | DY50 | LV SWBD RM(S) | DC24V BCDC SPARE | TW99S | 3 | LV SWBD RM(S) | NO.1 DC24V BCDC | TW99S | 3 |  |  | 32.2
POWER | 69 | P-P2-07 | TY16 | LV SWBD RM(P) | P-2 PANEL | TW008A | 2 | AFT AHU RM(P) | AC380V RECEPTACLE | SF027 | 10 |  |  | 23.2
POWER | 69 | P-P2-06 | TY16 | LV SWBD RM(P) | P-2 PANEL | TW008A | 2 | ELEC.W/S(P) | AC380V RECEPTACLE | TW010 | 8 |  |  | 23.2
POWER | 69 | P-P2-05 | TY16 | LV SWBD RM(P) | P-2 PANEL | TW008A | 2 | TR RM(P) | AC380V RECEPTACLE | TW038 | 8 |  |  | 23.2
POWER | 69 | P-P2-04 | TY16 | LV SWBD RM(P) | P-2 PANEL | TW008A | 2 | COMPRESSOR RM(P) | AC380V RECEPTACLE | SF012 | 2 |  |  | 23.2
POWER | 69 | P-P2-03 | TY16 | LV SWBD RM(P) | P-2 PANEL | TW008A | 2 | COMPRESSOR RM(P) | AC380V RECEPTACLE | SF037 | 15 |  |  | 23.2
POWER | 69 | P-P2-02 | TY16 | LV SWBD RM(P) | P-2 PANEL | TW008A | 2 | AFT P/P RM(P) | AC380V RECEPTACLE | PR178 | 3 |  |  | 23.2 | TW092,TW088,TW080
POWER | 69 | P-P2-01 | TY16 | LV SWBD RM(P) | P-2 PANEL | TW008A | 2 | FWD P/P RM(P) | AC380V RECEPTACLE | PR078 | 3 |  |  | 23.2 | PA051
POWER | 68 | P-P1-09 | TY16 | LV SWBD RM(S) | P-1 POWER DIST. BOARD(AC 380V) | TW190D | 3 | MECH. W/S(S) | AC380V RECEPTACLE | TW107 | 9 |  |  | 23.2 | TW185
POWER | 68 | P-P1-08 | TY16 | LV SWBD RM(S) | P-1 POWER DIST. BOARD(AC 380V) | TW190D | 3 | ELEC.W/S(S) | AC380V RECEPTACLE | TW174 | 9 |  |  | 23.2
POWER | 68 | P-P1-07 | TY6 | LV SWBD RM(S) | P-1 POWER DIST. BOARD(AC 380V) | TW190D | 3 | SAFETY DK(S) | ELEC RANGE(GALLEY) | TW180 | 7 |  |  | 18.3
POWER | 68 | P-P1-06 | TY16 | LV SWBD RM(S) | P-1 POWER DIST. BOARD(AC 380V) | TW190D | 3 | FWD AHU RM(S) | AC380V RECEPTACLE | SF141 | 8 |  |  | 23.2 | TW133B
POWER | 68 | P-P1-05 | TY16 | LV SWBD RM(S) | P-1 POWER DIST. BOARD(AC 380V) | TW190D | 3 | TR RM(S) | AC380V RECEPTACLE | TW206 | 8 |  |  | 23.2
POWER | 68 | P-P1-04 | TY16 | LV SWBD RM(S) | P-1 POWER DIST. BOARD(AC 380V) | TW190D | 3 | EMCY GEN. RM(S) | AC380V RECEPTACLE | SF131 | 8 |  |  | 23.2 | TW128B
POWER | 68 | P-P1-03 | TY16 | LV SWBD RM(S) | P-1 POWER DIST. BOARD(AC 380V) | TW190D | 3 | GEN. RM | AC380V RECEPTACLE | TW120 | 8 |  |  | 23.2 | TW185
POWER | 68 | P-P1-02 | TY16 | LV SWBD RM(S) | P-1 POWER DIST. BOARD(AC 380V) | TW190D | 3 | AFT P/P RM(S) | AC380V RECEPTACLE | PR128 | 3 |  |  | 23.2 | SFS30A,SF114A
POWER | 68 | P-P1-01 | TY16 | LV SWBD RM(S) | P-1 POWER DIST. BOARD(AC 380V) | TW190D | 3 | FWD P/P RM(S) | AC380V RECEPTACLE | PR028 | 3 |  |  | 23.2
POWER | 86 | P-MW-02E | MY4 | AFT DK STORE(P) | NO.2 MOORING WINCH STARTER | SF003C | 3 | TOP DK(P) | INCHING BOX | SF001 | 20 |  |  | 13.2
POWER | 86 | P-MW-02D | MY4 | AFT DK STORE(P) | NO.2 MOORING WINCH STARTER | SF003C | 3 | LV SWBD RM(P) | NO.2 MAMS I/O CABINET | TW087A | 3 |  |  | 13.2
POWER | 86 | P-MW-02C | MY12 | AFT DK STORE(P) | NO.2 MOORING WINCH STARTER | SF003C | 3 | TOP DK(P) | L.S | SF001 | 20 |  |  | 19
POWER | 86 | P-MW-02B | DY1 | AFT DK STORE(P) | NO.2 MOORING WINCH STARTER | SF003C | 3 | TOP DK(P) | NO.2 MOORING WINCH | SF001 | 20 |  |  | 13.7
POWER | 86 | P-MW-02A | DY1 | AFT DK STORE(P) | NO.2 MOORING WINCH STARTER | SF003C | 3 | TOP DK(P) | NO.2 MOORING WINCH | SF001 | 20 |  |  | 13.7
POWER | 86 | P-MW-02 | TY50 | AFT DK STORE(P) | NO.2 MOORING WINCH STARTER | SF003C | 3 | TOP DK(P) | NO.2 MOORING WINCH | SF001 | 20 |  |  | 35
POWER | 86 | P-MW-01E | MY4 | AFT DK STORE(S) | NO.1 MOORING WINCH STARTER | SF103F | 3 | TOP DK(S) | INCHING BOX | SF101B | 10 |  |  | 13.2
POWER | 86 | P-MW-01D | MY4 | AFT DK STORE(S) | NO.1 MOORING WINCH STARTER | SF103F | 3 | LV SWBD RM(S) | NO.3 MAMS I/O CABINET | TW185C | 4 |  |  | 13.2
POWER | 86 | P-MW-01C | MY12 | AFT DK STORE(S) | NO.1 MOORING WINCH STARTER | SF103F | 3 | TOP DK(S) | L.S | SF101B | 10 |  |  | 19
POWER | 86 | P-MW-01B | DY1 | AFT DK STORE(S) | NO.1 MOORING WINCH STARTER | SF103F | 3 | TOP DK(S) | NO.1 MOORING WINCH | SF101B | 10 |  |  | 13.7
POWER | 86 | P-MW-01A | DY1 | AFT DK STORE(S) | NO.1 MOORING WINCH STARTER | SF103F | 3 | TOP DK(S) | NO.1 MOORING WINCH | SF101B | 10 |  |  | 13.7
POWER | 86 | P-MW-01 | TY50 | AFT DK STORE(S) | NO.1 MOORING WINCH STARTER | SF103F | 3 | TOP DK(S) | NO.1 MOORING WINCH | SF101B | 10 |  |  | 35
POWER | 101 | P-JD-04 | MY7 | GENERATOR RM(S) | JALOUSE DAMPER CONT PANEL | TW119 | 6 | GENERATOR RM(S) | NO.4 DAMPER | SF128 | 10 |  |  | 15.2
POWER | 101 | P-JD-03 | MY7 | GENERATOR RM(S) | JALOUSE DAMPER CONT PANEL | TW119 | 6 | GENERATOR RM(S) | NO.3 DAMPER | SF128 | 10 |  |  | 15.2
POWER | 101 | P-JD-02 | MY7 | GENERATOR RM(S) | JALOUSE DAMPER CONT PANEL | TW119 | 6 | GENERATOR RM(S) | EXHAUST AIR JALOUSE DAMPER J/B | SF127 | 6 |  |  | 15.2
POWER | 101 | P-JD-01 | MY7 | GENERATOR RM(S) | JALOUSE DAMPER CONT PANEL | TW119 | 6 | GENERATOR RM(S) | SUPPLY AIR JALOUSE DAMPER J/B | SF124 | 6 |  |  | 15.2
POWER | 39 | P-JB-A04B | MYS19 | LV SWBD RM(S) | LV SWBD GROUP STARTER PANEL | TWMSB12 |  | AFT P/P RM(S) | M-JB-A04 | PA105 | 3 |  |  | 22.2
POWER | 39 | P-JB-A04A | MY44 | LV SWBD RM(S) | LV SWBD GROUP STARTER PANEL | TWMSB12 | 6 | AFT P/P RM(S) | M-JB-A04 | PA105 | 3 |  |  | 32.1
POWER | 39 | P-JB-A04 | MY44 | LV SWBD RM(S) | LV SWBD GROUP STARTER PANEL | TWMSB12 | 6 | AFT P/P RM(S) | M-JB-A04 | PA105 | 3 |  |  | 32.1
POWER | 39 | P-JB-A03B | MYS19 | LV SWBD RM(S) | LV SWBD GROUP STARTER PANEL | TWMSB8 |  | FWD P/P RM(S) | M-JB-A03 | PA005 | 3 |  |  | 22.2
POWER | 39 | P-JB-A03A | MY44 | LV SWBD RM(S) | LV SWBD GROUP STARTER PANEL | TWMSB8 | 6 | FWD P/P RM(S) | M-JB-A03 | PA005 | 3 |  |  | 32.1
POWER | 39 | P-JB-A03 | MY44 | LV SWBD RM(S) | LV SWBD GROUP STARTER PANEL | TWMSB8 | 6 | FWD P/P RM(S) | M-JB-A03 | PA005 | 3 |  |  | 32.1
POWER | 61 | P-JB-A02C | MYS19 | LV SWBD RM(P) | LV SWBD GROUP STARTER PANEL | TWMPD1 | 4 | AFT P/P RM(P) | M-JB-A02 | PA156 | 3 |  |  | 22.2
POWER | 61 | P-JB-A02B | MY44 | LV SWBD RM(P) | LV SWBD GROUP STARTER PANEL | TWMPD1 | 4 | AFT P/P RM(P) | M-JB-A02 | PA156 | 3 |  |  | 32.1
POWER | 61 | P-JB-A02A | MY44 | LV SWBD RM(P) | LV SWBD GROUP STARTER PANEL | TWMPD1 | 4 | AFT P/P RM(P) | M-JB-A02 | PA156 | 3 |  |  | 32.1
POWER | 61 | P-JB-A02 | MY44 | LV SWBD RM(P) | LV SWBD GROUP STARTER PANEL | TWMPD1 | 4 | AFT P/P RM(P) | M-JB-A02 | PA156 | 3 |  |  | 32.1
POWER | 61 | P-JB-A01C | MYS19 | LV SWBD RM(P) | LV SWBD GROUP STARTER PANEL | TWMPD78 | 4 | FWD P/P RM(P) | M-JB-A01 | PA056 | 3 |  |  | 22.2
POWER | 61 | P-JB-A01B | MY44 | LV SWBD RM(P) | LV SWBD GROUP STARTER PANEL | TWMPD78 | 4 | FWD P/P RM(P) | M-JB-A01 | PA056 | 3 |  |  | 32.1
POWER | 61 | P-JB-A01A | MY44 | LV SWBD RM(P) | LV SWBD GROUP STARTER PANEL | TWMPD78 | 4 | FWD P/P RM(P) | M-JB-A01 | PA056 | 3 |  |  | 32.1
POWER | 61 | P-JB-A01 | MY44 | LV SWBD RM(P) | LV SWBD GROUP STARTER PANEL | TWMPD78 | 4 | FWD P/P RM(P) | M-JB-A01 | PA056 | 3 |  |  | 32.1
POWER | 100 | P-IP-02G | TTYS1 | AFT P/P RM(P) | AFT ICCP POWER SUPPLY UNIT | PR179 | 3 | BCR | REMOTE MONITORING PANEL FOR ICCP(B.C.C) | TOSBCC2 | 6 |  |  | 11 | SF114A
POWER | 100 | P-IP-02D | SYS2 | AFT P/P RM(P) | AFT ICCP POWER SUPPLY UNIT | PR179 | 3 | AFT COFFERDAM(P) | REF DELL | PR167 | 10 |  |  | 9.4
POWER | 100 | P-IP-02C | SY120 | AFT P/P RM(P) | AFT ICCP POWER SUPPLY UNIT | PR179 | 3 | AFT COFFERDAM(P) | 250A ANODE | PR172 | 15 |  |  | 22.2
POWER | 100 | P-IP-02A | SYS2 | AFT P/P RM(P) | AFT ICCP POWER SUPPLY UNIT | PR179 | 3 | AFT COFFERDAM(S) | REF DELL | PR117 | 10 |  |  | 9.4
POWER | 100 | P-IP-02 | SY120 | AFT P/P RM(P) | AFT ICCP POWER SUPPLY UNIT | PR179 | 3 | AFT COFFERDAM(S) | 250A ANODE | PR122 | 15 |  |  | 22.2
POWER | 100 | P-IP-01G | TTYS1 | FWD P/P RM(S) | FWD ICCP POWER SUPPLY UNIT | PR029 | 3 | BCR | REMOTE MONITORING PANEL FOR ICCP(B.C.C) | TOSBCC2 | 10 |  |  | 11
POWER | 99 | P-IP-01D | SYS2 | FWD P/P RM(S) | FWD ICCP POWER SUPPLY UNIT | PR029 | 3 | FWD COFFERDAM(P) | REF DELL | PR067 | 10 |  |  | 9.4
POWER | 99 | P-IP-01C | SY120 | FWD P/P RM(S) | FWD ICCP POWER SUPPLY UNIT | PR029 | 3 | FWD COFFERDAM(P) | 250A ANODE | PR072 | 15 |  |  | 22.2
POWER | 99 | P-IP-01A | SYS2 | FWD P/P RM(S) | FWD ICCP POWER SUPPLY UNIT | PR029 | 3 | FWD COFFERDAM(S) | REF DELL | PR017 | 10 |  |  | 9.4
POWER | 99 | P-IP-01 | SY120 | FWD P/P RM(S) | FWD ICCP POWER SUPPLY UNIT | PR029 | 3 | FWD COFFERDAM(S) | 250A ANODE | PR022 | 15 |  |  | 22.2
POWER | 84 | P-HW-04 | MY4 | NO.1 VOID(P) | NO.2 H.W CALORIFIER CONT PANEL | TW078 | 10 | LV SWBD RM(P) | NO.1 MAMS I/O CABINET | TW008B | 3 |  |  | 13.2
POWER | 84 | P-HW-03 | TY2 | TW DK(P) | NO.2 H.W CALORIFIER CONT PANEL | TW99P | 5 | TW DK(P) | NO.2 H.W R CIRC. P/P | TW99P | 5 |  |  | 15.5
POWER | 84 | P-HW-02 | MY4 | NO.1 VOID(S) | NO.1 H.W CALORIFIER CONTROL PANEL | TW181A | 15 | LV SWBD RM(S) | NO.3 MAMS I/O CABINET | TW185C | 4 |  |  | 13.2 | TW200
POWER | 84 | P-HW-01 | TY2 | TW DK(S) | NO.1 H.W CALORIFIER CONTROL PANEL | TW99S | 5 | TW DK(S) | NO.1 H.W R CIRC. P/P | TW99S | 5 |  |  | 15.5
POWER | 10 | P-HF-12 | HTY120 | HV SWBD RM(S) | HV SWBD | TWH06B | 7 | ECS RM | SHORE CONN. BOX | SFH01 | 7 |  |  | 61.8
POWER | 10 | P-HF-11 | HTY120 | HV SWBD RM(S) | HV SWBD | TWH06B | 7 | ECS RM | SHORE CONN. BOX | SFH01 | 7 |  |  | 61.8
POWER | 12 | P-HF-03X | TTYS2 | HV SWBD RM(S) | HV SWBD | TW156B | 7 | LV SWBD RM(S) | LV SWBD SYNCHRO PANEL(PLC) | TWMSE | 4 |  |  | 15.7
POWER | 12 | P-HF-03V | MYS19 | HV SWBD RM(S) | HV SWBD | TW156B | 7 | LV SWBD RM(S) | NO.3 MAMS I/O CABINET | TW185C | 4 |  |  | 22.2
POWER | 12 | P-HF-03U | TTYS2 | HV SWBD RM(S) | HV SWBD | TW156B | 7 | LV SWBD RM(S) | LV SWBD SYNCHRO PANEL(PLC) | TWMSE | 4 |  |  | 15.7
POWER | 12 | P-HF-03T | MY12 | HV SWBD RM(S) | HV SWBD | TW156B | 7 | TR RM(S) | NO.2 HV TR(2500KVA) | TW2HTR2 | 5 |  |  | 19
POWER | 12 | P-HF-03R | MY27 | HV SWBD RM(S) | HV SWBD | TW156B | 7 | LV SWBD RM(S) | NO.3 MAMS I/O CABINET | TW185C | 4 |  |  | 26 | TW200
POWER | 12 | P-HF-03Q | MYS19 | TR RM(S) | NO.2 HV TR(2500KVA) | TW2HTR2 | 5 | LV SWBD RM(S) | NO.3 MAMS I/O CABINET | TW185C | 4 |  |  | 22.2
POWER | 12 | P-HF-03P | DY2 | HV SWBD RM(S) | HV SWBD | TW156B | 7 | TR RM(S) | NO.2 HV TR(2500KVA) | TW2HTR2 | 5 |  |  | 14.8
POWER | 12 | P-HF-03O | TY150 | TR RM(S) | NO.2 HV TR(2500KVA) | TW2HTR2 | 5 | LV SWBD RM(P) | LV SWBD INCOMING PANEL | TWMPA | 4 |  |  | 54.5 | PR063,PA051,TW807
POWER | 12 | P-HF-03N | TY150 | TR RM(S) | NO.2 HV TR(2500KVA) | TW2HTR2 | 5 | LV SWBD RM(P) | LV SWBD INCOMING PANEL | TWMPA | 4 |  |  | 54.5 | PR063,PA051,TW807
POWER | 12 | P-HF-03M | TY150 | TR RM(S) | NO.2 HV TR(2500KVA) | TW2HTR2 | 5 | LV SWBD RM(P) | LV SWBD INCOMING PANEL | TWMPA | 4 |  |  | 54.5 | PR063,PA051,TW807
POWER | 12 | P-HF-03L | TY150 | TR RM(S) | NO.2 HV TR(2500KVA) | TW2HTR2 | 5 | LV SWBD RM(P) | LV SWBD INCOMING PANEL | TWMPA | 4 |  |  | 54.5 | PR063,PA051,TW807
POWER | 12 | P-HF-03K | TY150 | TR RM(S) | NO.2 HV TR(2500KVA) | TW2HTR2 | 5 | LV SWBD RM(P) | LV SWBD INCOMING PANEL | TWMPA | 4 |  |  | 54.5 | PR063,PA051,TW807
POWER | 12 | P-HF-03J | TY150 | TR RM(S) | NO.2 HV TR(2500KVA) | TW2HTR2 | 5 | LV SWBD RM(P) | LV SWBD INCOMING PANEL | TWMPA | 4 |  |  | 54.5 | PR063,PA051,TW807
POWER | 12 | P-HF-03I | TY150 | TR RM(S) | NO.2 HV TR(2500KVA) | TW2HTR2 | 5 | LV SWBD RM(P) | LV SWBD INCOMING PANEL | TWMPA | 4 |  |  | 54.5 | PR063,PA051,TW807
POWER | 12 | P-HF-03H | TY150 | TR RM(S) | NO.2 HV TR(2500KVA) | TW2HTR2 | 5 | LV SWBD RM(P) | LV SWBD INCOMING PANEL | TWMPA | 4 |  |  | 54.5 | PR063,PA051,TW809
POWER | 12 | P-HF-03G | TY150 | TR RM(S) | NO.2 HV TR(2500KVA) | TW2HTR2 | 5 | LV SWBD RM(P) | LV SWBD INCOMING PANEL | TWMPA | 4 |  |  | 54.5 | PR063,PA051,TW809
POWER | 12 | P-HF-03F | TY150 | TR RM(S) | NO.2 HV TR(2500KVA) | TW2HTR2 | 5 | LV SWBD RM(P) | LV SWBD INCOMING PANEL | TWMPA | 4 |  |  | 54.5 | PR063,PA051,TW809
POWER | 12 | P-HF-03E | TY150 | TR RM(S) | NO.2 HV TR(2500KVA) | TW2HTR2 | 5 | LV SWBD RM(P) | LV SWBD INCOMING PANEL | TWMPA | 4 |  |  | 54.5 | PR063,PA051,TW809
POWER | 12 | P-HF-03D | TY150 | TR RM(S) | NO.2 HV TR(2500KVA) | TW2HTR2 | 5 | LV SWBD RM(P) | LV SWBD INCOMING PANEL | TWMPA | 4 |  |  | 54.5 | PR063,PA051,TW809
POWER | 12 | P-HF-03C | TY150 | TR RM(S) | NO.2 HV TR(2500KVA) | TW2HTR2 | 5 | LV SWBD RM(P) | LV SWBD INCOMING PANEL | TWMPA | 4 |  |  | 54.5 | PR063,PA051,TW809
POWER | 12 | P-HF-03B | TY150 | TR RM(S) | NO.2 HV TR(2500KVA) | TW2HTR2 | 5 | LV SWBD RM(P) | LV SWBD INCOMING PANEL | TWMPA | 4 |  |  | 54.5 | PR063,PA051,TW809
POWER | 12 | P-HF-03A | TY150 | TR RM(S) | NO.2 HV TR(2500KVA) | TW2HTR2 | 5 | LV SWBD RM(P) | LV SWBD INCOMING PANEL | TWMPA | 4 |  |  | 54.5 | PR063,PA051,TW809
POWER | 12 | P-HF-031 | HTY70 | HV SWBD RM(S) | HV SWBD | TWH06B | 7 | TR RM(S) | NO.2 HV TR(2500KVA) | TW2HTR1 | 5 |  |  | 53.2
POWER | 12 | P-HF-03 | HTY70 | HV SWBD RM(S) | HV SWBD | TWH06B | 7 | TR RM(S) | NO.2 HV TR(2500KVA) | TW2HTR1 | 5 |  |  | 53.2
POWER | 11 | P-HF-02T | MY12 | HV SWBD RM(S) | HV SWBD | TW156B | 7 | TR RM(S) | NO.1 HV TR(2500KVA) | TW1HTR2 | 5 |  |  | 19
POWER | 11 | P-HF-02R | MY27 | HV SWBD RM(S) | HV SWBD | TW156B | 7 | LV SWBD RM(S) | NO.3 MAMS I/O CABINET | TW185C | 4 |  |  | 26 | TW200
POWER | 11 | P-HF-02Q | MYS19 | TR RM(S) | NO.1 H.V TR(2500KVA) | TW1HTR2 | 5 | LV SWBD RM(S) | NO.3 MAMS I/O CABINET | TW185C | 4 |  |  | 22.2
POWER | 11 | P-HF-02P | DY2 | HV SWBD RM(S) | HV SWBD | TW156B | 7 | TR RM(S) | NO.1 HV TR(S.H) | TW1HTR2 | 5 |  |  | 14.8
POWER | 11 | P-HF-02O | TY150 | TR RM(S) | NO.1 HV TR(2500KVA) | TW1HTR2 | 5 | LV SWBD RM(S) | LV SWBD INCOMING PANEL | TWMSG | 4 |  |  | 54.5
POWER | 11 | P-HF-02N | TY150 | TR RM(S) | NO.1 HV TR(2500KVA) | TW1HTR2 | 5 | LV SWBD RM(S) | LV SWBD INCOMING PANEL | TWMSG | 4 |  |  | 54.5
POWER | 11 | P-HF-02M | TY150 | TR RM(S) | NO.1 HV TR(2500KVA) | TW1HTR2 | 5 | LV SWBD RM(S) | LV SWBD INCOMING PANEL | TWMSG | 4 |  |  | 54.5
POWER | 11 | P-HF-02L | TY150 | TR RM(S) | NO.1 HV TR(2500KVA) | TW1HTR2 | 5 | LV SWBD RM(S) | LV SWBD INCOMING PANEL | TWMSG | 4 |  |  | 54.5
POWER | 11 | P-HF-02K | TY150 | TR RM(S) | NO.1 HV TR(2500KVA) | TW1HTR2 | 5 | LV SWBD RM(S) | LV SWBD INCOMING PANEL | TWMSG | 4 |  |  | 54.5
POWER | 11 | P-HF-02J | TY150 | TR RM(S) | NO.1 HV TR(2500KVA) | TW1HTR2 | 5 | LV SWBD RM(S) | LV SWBD INCOMING PANEL | TWMSG | 4 |  |  | 54.5
POWER | 11 | P-HF-02I | TY150 | TR RM(S) | NO.1 HV TR(2500KVA) | TW1HTR2 | 5 | LV SWBD RM(S) | LV SWBD INCOMING PANEL | TWMSG | 4 |  |  | 54.5
POWER | 11 | P-HF-02H | TY150 | TR RM(S) | NO.1 HV TR(2500KVA) | TW1HTR2 | 5 | LV SWBD RM(S) | LV SWBD INCOMING PANEL | TWMSG | 4 |  |  | 54.5
POWER | 11 | P-HF-02G | TY150 | TR RM(S) | NO.1 HV TR(2500KVA) | TW1HTR2 | 5 | LV SWBD RM(S) | LV SWBD INCOMING PANEL | TWMSG | 4 |  |  | 54.5
POWER | 11 | P-HF-02F | TY150 | TR RM(S) | NO.1 HV TR(2500KVA) | TW1HTR2 | 5 | LV SWBD RM(S) | LV SWBD INCOMING PANEL | TWMSG | 4 |  |  | 54.5
POWER | 11 | P-HF-02E | TY150 | TR RM(S) | NO.1 HV TR(2500KVA) | TW1HTR2 | 5 | LV SWBD RM(S) | LV SWBD INCOMING PANEL | TWMSG | 4 |  |  | 54.5
POWER | 11 | P-HF-02D | TY150 | TR RM(S) | NO.1 H.V TR(2500KVA) | TW1HTR2 | 5 | LV SWBD RM(S) | LV SWBD INCOMING PANEL | TWMSG | 4 |  |  | 54.5
POWER | 11 | P-HF-02C | TY150 | TR RM(S) | NO.1 HV TR(2500KVA) | TW1HTR2 | 5 | LV SWBD RM(S) | LV SWBD INCOMING PANEL | TWMSG | 4 |  |  | 54.5
POWER | 11 | P-HF-02B | TY150 | TR RM(S) | NO.1 HV TR(2500KVA) | TW1HTR2 | 5 | LV SWBD RM(S) | LV SWBD INCOMING PANEL | TWMSG | 4 |  |  | 54.5
POWER | 11 | P-HF-02A | TY150 | TR RM(S) | NO.1 HV TR(2500KVA) | TW1HTR2 | 5 | LV SWBD RM(S) | LV SWBD INCOMING PANEL | TWMSG | 4 |  |  | 54.5
POWER | 11 | P-HF-021 | HTY70 | HV SWBD RM(S) | HV SWBD | TWH06B | 7 | TR RM(S) | NO.1 HV TR(2500KVA) | TW1HTR1 | 5 |  |  | 53.2
POWER | 11 | P-HF-02 | HTY70 | HV SWBD RM(S) | HV SWBD | TWH06B | 7 | TR RM(S) | NO.1 HV TR(2500KVA) | TW1HTR1 | 5 |  |  | 53.2
POWER | 10 | P-HF-01C | TTYS1 | ESC RM | SHORE CONN. BOX | SF182 | 5 | LV SWBD RM(S) | LV SWBD SYNCHRO PANEL(PLC) | TWMSE | 4 |  |  | 11
POWER | 10 | P-HF-01B | MY27 | HV SWBD RM(S) | HV SWBD | TW156B | 7 | ECS RM | SHORE CONN. BOX | SF182 | 5 |  |  | 26
POWER | 10 | P-HF-01A | MY27 | HV SWBD RM(S) | HV SWBD | TW156B | 7 | LV SWBD RM(S) | NO.3 MAMS I/O CABINET | TW185C | 4 |  |  | 26 | TW200
POWER | 10 | P-HF-01 | HTY120 | HV SWBD RM(S) | HV SWBD | TWH06B | 7 | ECS RM | SHORE CONN. BOX | SFH01 | 7 |  |  | 61.8
POWER | 85 | P-FW-02 | MY4 | NO.1 VOID(P) | NO.2 F.W HYD UNIT CONTROL PANEL | TW078 | 10 | LV SWBD RM(P) | NO.1 MAMS I/O CABINET | TW008B | 3 |  |  | 13.2
POWER | 85 | P-FW-01 | MY4 | NO.1 VOID(S) | NO.1 F.W HYD UNIT CONTROL PANEL | TW181A | 15 | LV SWBD RM(S) | NO.3 MAMS I/O CABINET | TW185C | 4 |  |  | 13.2 | TW200
POWER | 17 | P-ESS-02 | MY2 | LV SWBD RM(S) | LV SWBD SYNCHRO PANEL | TWMSE | 4 | GEN. RM(S) | JALOUSE DAMPER CONTROLPANEL | TW119 | 6 |  |  | 12
POWER | 17 | P-ESS-01 | MY2 | LV SWBD RM(S) | LV SWBD SYNCHRO PANEL | TWMSE | 4 | EMCY GEN. RM(S) | EM'CY SWBD | SFESA | 4 |  |  | 12 | SF136A
POWER | 74 | P-EL-90 | MY19 | EMCY GEN. RM | ESBD / AC220V FEEDER PANEL | SFESD | 4 | LV SWBD RM(S) | NO.3 MAMS I/O CABINET | TW185C | 4 |  |  | 22
POWER | 73 | P-EL-14 | TY25 | EMCY GEN. RM | ESBD / AC220V FEEDER PANEL | SF134 | 15 | AFT PIPE TRUNK(C) | NO.2 BCS I/O CABINET | PR130 | 4 |  |  | 27.3 | TW128B
POWER | 73 | P-EL-13 | TY25 | EMCY GEN. RM | ESBD / AC220V FEEDER PANEL | SF134 | 15 | FWD PIPE DUCT( C) | NO.1 BCS I/O CABINET | PR030 | 4 |  |  | 27.3
POWER | 74 | P-EL-12A | DY2 | EMCY GEN. RM | ESBD / AC220V FEEDER PANEL | SFESD | 4 | SAFETY DK(S) | RP FOR OFFICER RM | SF108 | 10 |  |  | 14.8
POWER | 74 | P-EL-12 | DY2 | EMCY GEN. RM | ESBD / AC220V FEEDER PANEL | SFESD | 4 | BCR | WORKSTATION PC RP | TO156 | 7 |  |  | 14.8
POWER | 74 | P-EL-11 | DY2 | EMCY GEN. RM | ESBD / AC220V FEEDER PANEL | SFESD | 4 | BCR | CCTV RACK | TOSCTR | 3 |  |  | 14.8
POWER | 74 | P-EL-10 | DY2 | EMCY GEN. RM | ESBD / AC220V FEEDER PANEL | SFESD | 4 | EMCY GEN. RM(S) | POWER SUPPLY UNIT FOR EM'CY D/G | SF200 | 5 |  |  | 14.8
POWER | 74 | P-EL-09 | DY2 | EMCY GEN. RM | ESBD / AC220V FEEDER PANEL | SFESD | 4 | EMCY GEN. RM(S) | EM'CY D/G COOLANT HEATER(1KW) | SF200 | 10 |  |  | 14.8
POWER | 73 | P-EL-08 | DY2 | EMCY GEN. RM | ESBD / AC220V FEEDER PANEL | SF99S | 15 | EMCY GEN. RM(S) | BATTERY CHANGER FOR EM'CY D/G | SF99S | 15 |  |  | 14.8
POWER | 73 | P-EL-07 | TY4 | EMCY GEN. RM | ESBD / AC220V FEEDER PANEL | SF134 | 15 | LV SWBD RM(P) | ELD-21/EM'CY LIGHTING PANEL (P) | TW086 | 12 |  |  | 16.9 | PA151,TW128B
POWER | 73 | P-EL-06 | TY4 | EMCY GEN. RM | ESBD / AC220V FEEDER PANEL | SF134 | 15 | LV SWBD RM(S) | ELD-11/EM'CY LIGHTING PANEL (S) | TW189 | 12 |  |  | 16.9
POWER | 73 | P-EL-05 | DY2 | EMCY GEN. RM | ESBD / AC220V FEEDER PANEL | SF134 | 15 | BCR | NAVI. & SIGNAL LIGHT CONTROL PANEL | TO151 | 10 |  |  | 14.8
POWER | 73 | P-EL-04 | DY2 | EMCY GEN. RM | ESBD / AC220V FEEDER PANEL | SF134 | 15 | CO2 RM(S) | CO2 ALARM RELAY BOX | SF127 | 15 |  |  | 14.8
POWER | 73 | P-EL-02 | DY2 | EMCY GEN. RM | ESBD / AC220V FEEDER PANEL | SF134 | 15 | BCR | NO.1 FIRE DETECTION RELAY UNIT | TOS39A | 4 |  |  | 14.8
POWER | 73 | P-EL-01 | DY2 | EMCY GEN. RM | ESBD / AC220V FEEDER PANEL | SF134 | 15 | BCR | NO.2 FIRE DETECTION RELAY UNIT | TOS38A | 4 |  |  | 14.8
POWER | 71 | P-EF-06B | MY2 | EMCY GEN. RM | ESBD / GENERATOR PANEL | SFESA | 4 | BCR | EM'CY STOP P.B FOR CENT. FANS | TOSBCC2 | 4 |  |  | 12
POWER | 72 | P-EF-05 | TY16 | EMCY GEN. RM | ESBD / AC380V FEEDER PANEL | SFESB | 4 | LV SWBD RM(S) | DC24V BCDC SPARE | TW187A | 3 |  |  | 23.2
POWER | 72 | P-EF-04 | TY16 | EMCY GEN. RM | ESBD / AC380V FEEDER PANEL | SFESB | 4 | LV SWBD RM(P) | NO.2 DC24V BCDC | TW088A | 3 |  |  | 23.2 | PA151,TW128B
POWER | 72 | P-EF-03 | TY16 | EMCY GEN. RM | ESBD / AC380V FEEDER PANEL | SFESB | 4 | LV SWBD RM(S) | NO.1 DC24V BCDC | TW186A | 3 |  |  | 23.2
POWER | 72 | P-EF-02C | MY7 | EMCY GEN. RM | ESBD / AC380V FEEDER PANEL | SFESB | 4 | EMCY GEN. RM(S) | NO.1 EM''CY TR | SF2ETR1 | 4 |  |  | 15.2
POWER | 72 | P-EF-02B | DY2 | EMCY GEN. RM | ESBD / AC380V FEEDER PANEL | SFESB | 4 | EMCY GEN. RM(S) | NO.1 EM''CY TR | SF2ETR1 | 4 |  |  | 14.8
POWER | 72 | P-EF-02A | TY70 | EMCY GEN. RM | NO.2 EM'CY TR | SF2ETR2 | 4 | EMCY GEN. RM(S) | ESBD / AC220V FEEDER PANEL | SFESD | 4 |  |  | 39.5
POWER | 72 | P-EF-02 | TY50 | EMCY GEN. RM | ESBD / AC380V FEEDER PANEL | SFESB | 4 | EMCY GEN. RM(S) | NO.2 EM'CY TR | SF2ETR1 | 4 |  |  | 35
POWER | 72 | P-EF-01C | MY7 | EMCY GEN. RM | ESBD / AC380V FEEDER PANEL | SFESB | 4 | EMCY GEN. RM(S) | NO.1 EM''CY TR | SF1ETR1 | 4 |  |  | 15.2
POWER | 72 | P-EF-01B | DY2 | EMCY GEN. RM | ESBD / AC380V FEEDER PANEL | SFESB | 4 | EMCY GEN. RM(S) | NO.1 EM''CY TR | SF1ETR1 | 4 |  |  | 14.8
POWER | 72 | P-EF-01A | TY70 | EMCY GEN. RM | NO.1 EM'CY TR | SF1ETR2 | 4 | EMCY GEN. RM(S) | ESBD / AC220V FEEDER PANEL | SFESD | 4 |  |  | 39.5
POWER | 72 | P-EF-01 | TY50 | EMCY GEN. RM | ESBD / AC380V FEEDER PANEL | SFESB | 4 | EMCY GEN. RM(S) | NO.1 EM''CY TR | SF1ETR1 | 4 |  |  | 35
POWER | 71 | P-EDG-91 | MYS19 | EMCY GEN. RM | ESBD / GENERATOR PANEL | SFESA | 4 | LV SWBD RM(S) | NO.3 MAMS I/O CABINET | TW185C | 4 |  |  | 22.2
POWER | 71 | P-EDG-90 | MY27 | EMCY GEN. RM | ESBD / GENERATOR PANEL | SFESA | 4 | LV SWBD RM(S) | NO.3 MAMS I/O CABINET | TW185C | 4 |  |  | 26
POWER | 71 | P-EDG-16 | TTYS2 | EMCY GEN. RM | ESBD / GENERATOR PANEL | SFESA | 4 | LV SWBD RM(S) | LV SWBD (S) SYNCHRO PANEL | TWMSE | 4 |  |  | 15.7
POWER | 71 | P-EDG-15 | MY7 | EMCY GEN. RM | ESBD / GENERATOR PANEL | SFESA | 4 | HV SWBD RM(S) | HV SWBD SYNCHRO PANEL | TW156B | 7 |  |  | 15.2
POWER | 71 | P-EDG-14 | MY19 | EMCY GEN. RM | ESBD / GENERATOR PANEL | SFESA | 4 | LV SWBD RM(S) | LV SWBD (S) SYNCHRO PANEL | TWMSE | 4 |  |  | 22 | TW133B
POWER | 71 | P-EDG-13 | MY2 | EMCY GEN. RM | ESBD / GENERATOR PANEL | SFESA | 4 | LV SWBD RM(S) | DC24V BCDC SPARE | TW187A | 3 |  |  | 12
POWER | 71 | P-EDG-12 | MY2 | EMCY GEN. RM | ESBD / GENERATOR PANEL | SFESA | 4 | LV SWBD RM(P) | NO.2 DC24V BCDC | TW088A | 3 |  |  | 12 | PA151,TW128B
POWER | 71 | P-EDG-11 | MY2 | EMCY GEN. RM | ESBD / GENERATOR PANEL | SFESA | 4 | LV SWBD RM(S) | NO.1 DC24V BCDC | TW186A | 3 |  |  | 12
POWER | 70 | P-EDG-10 | MY12 | EMCY GEN. RM | EM'CY GENE. ENG. PANEL | SFESA | 4 | BCR | BCC (SPARE) | TOSBCC2 | 5 |  |  | 19
POWER | 70 | P-EDG-08 | DY2 | EMCY GEN. RM | EM'CY GENE. ENG. PANEL | SF99S | 15 | EMCY GEN. RM(S) | POWER SUPPLY UNIT | SF99S | 5 |  |  | 14.8
POWER | 70 | P-EDG-07 | DY2 | EMCY GEN. RM | EM'CY GENE. ENG. PANEL | SF99S | 15 | EMCY GEN. RM(S) | POWER SUPPLY UNIT | SF99S | 5 |  |  | 14.8
POWER | 70 | P-EDG-06 | MY27 | EMCY GEN. RM | ESBD / GENERATOR PANEL | SFESA | 4 | EMCY GEN. RM(S) | EM'CY GENE. ENG. PANEL | SF200 | 4 |  |  | 26
POWER | 70 | P-EDG-05 | MY4 | EMCY GEN. RM | ESBD / GENERATOR PANEL | SFESA | 4 | EMCY GEN. RM(S) | EM'CY GENE. ENG. PANEL | SF200 | 4 |  |  | 13.2
POWER | 70 | P-EDG-04 | MYS4 | EMCY GEN. RM | ESBD / GENERATOR PANEL | SFESA | 4 | EMCY GEN. RM(S) | EM'CY GENE. ENG. PANEL | SF200 | 4 |  |  | 13.4
POWER | 70 | P-EDG-03 | DY2 | EMCY GEN. RM | ESBD / GENERATOR PANEL | SFESA | 4 | EMCY GEN. RM(S) | EM'CY GENERATOR | SF200 | 4 |  |  | 14.8
POWER | 70 | P-EDG-02 | DY2 | EMCY GEN. RM | ESBD / GENERATOR PANEL | SFESA | 4 | EMCY GEN. RM(S) | EM'CY GENERATOR | SF200 | 4 |  |  | 14.8
POWER | 70 | P-EDG-01 | TY120 | EMCY GEN. RM | ESBD / GENERATOR PANEL | SFESA | 4 | EMCY GEN. RM(S) | EM'CY GENERATOR | SF200 | 4 |  |  | 49.6
POWER | 16 | P-DG2-90 | MYS19 | GEN. RM | NO.2 GENERATOR | TW119A | 4 | LV SWBD RM(S) | NO.3 MAMS I/O CABINET | TW185C | 4 |  |  | 22.2
POWER | 16 | P-DG2-25 | MY2 | LV SWBD RM(S) | LV SWBD NO.2 D/G PANEL | TWMSD | 4 | TW DK(S) | CONTROL PANEL FOR JALOUSE DAMPER | TW119 | 5 |  |  | 12
POWER | 16 | P-DG2-20 | MY27 | LV SWBD RM(S) | LV SWBD NO.2 D/G PANEL | TWMSD | 4 | LV SWBD RM(S) | NO.3 MAMS I/O CABINET | TW185C | 4 |  |  | 26
POWER | 16 | P-DG2-19 | DY2 | GEN. RM | NO.2 GEN SET ECU | TW99S | 8 | GEN. RM | BATTERY FOR NO.1 G/E | TW99S | 8 |  |  | 14.8
POWER | 16 | P-DG2-18 | DY2 | GEN. RM | NO.2 GEN SET ECU | TW99S | 6 | GEN. RM | BATTERY FOR NO.2 G/E | TW99S | 6 |  |  | 14.8
POWER | 16 | P-DG2-15 | MY7 | GEN. RM | NO.2 G/E CONT PANEL | TW119A | 9 | LV SWBD RM(S) | NO.3 MAMS I/O CABINET | TW185C | 4 |  |  | 15.2
POWER | 16 | P-DG2-14 | MYS7 | LV SWBD RM(S) | L.V SWBD (S) | TWMSD | 4 | GEN. RM | GEN. T/B | TW119A | 4 |  |  | 15.4 | TW185
POWER | 16 | P-DG2-13B | SY70 | GEN. RM | DC PRELUB CONTOROLLER | TW99S | 5 | GEN. RM | L.O PRIMING P/P FOR NO.1 G/E | TW99S | 5 |  |  | 17.9
POWER | 16 | P-DG2-13A | SY70 | GEN. RM | BATTERY FOR NO.2 G/E | TW99S | 6 | GEN. RM | DC PRE LUB CONTROLLER FORL.O PRIMING P/P FOR NO.2 G/E | TW99S | 6 |  |  | 17.9
POWER | 16 | P-DG2-13 | SY70 | GEN. RM | BATTERY FOR NO.2 G/E | TW99S | 6 | GEN. RM | L.O PRIMING P/P FOR NO.1 G/E | TW99S | 6 |  |  | 17.9
POWER | 16 | P-DG2-12 | MY4 | GEN. RM | BATT CHARGER FOR NO.2 G/E | TW119A | 5 | GEN. RM | NO.3 MAMS I/O CABINET | TW185C | 3 |  |  | 13.2
POWER | 16 | P-DG2-11 | DY10 | GEN. RM | BATT CHARGER FOR NO.2 G/E | TW99S | 2 | GEN. RM | NO.2 G/E CONT PANEL | TW99S | 2 |  |  | 19.3
POWER | 16 | P-DG2-10A | SY120 | GEN. RM | BATTERY SW FOR NO.2 G/E | TW99S | 3 | GEN. RM | BATTERY BOX FOR NO.2 G/E | TW99S | 3 |  |  | 22.2
POWER | 16 | P-DG2-10 | SY120 | GEN. RM | BATTERY SW FOR NO.2 G/E | TW99S | 3 | GEN. RM | BATTERY BOX FOR NO.2 G/E | TW99S | 3 |  |  | 22.2
POWER | 16 | P-DG2-09 | MC | GEN. RM | NO.2 G/E CONT PANEL | TW99S | 7 | GEN. RM | NO.2 G/ENG. SIDE | TW99S | 8 |  |  | 15
POWER | 16 | P-DG2-08 | MC | GEN. RM | NO.2 G/E CONT PANEL | TW99S | 7 | GEN. RM | NO.2 G/ENG. SIDE | TW99S | 8 |  |  | 15
POWER | 16 | P-DG2-07 | MC | GEN. RM | NO.2 G/E CONT PANEL | TW99S | 7 | GEN. RM | NO.2 G/ENG. SIDE | TW99S | 8 |  |  | 15
POWER | 15 | P-DG1-09 | MC | GEN. RM | NO.1 G/E CONT PANEL | TW99S | 7 | GEN. RM | NO.1 G/ENG. SIDE | TW99S | 8 |  |  | 15
POWER | 15 | P-DG1-08 | MC | GEN. RM | NO.1 G/E CONT PANEL | TW99S | 7 | GEN. RM | NO.1 G/ENG. SIDE | TW99S | 8 |  |  | 15
POWER | 15 | P-DG1-07 | MC | GEN. RM | NO.1 G/E CONT PANEL | TW99S | 7 | GEN. RM | NO.1 G/ENG. SIDE | TW99S | 8 |  |  | 15
COMM | 8 | N-VHF2-01A | MC | BCC | NO.2 VHF TRANSCEIVER | TOSBCC2 | 5 | BCC TOP | NO.2 VHF ANTENNA | TO156B | 15 |  |  | 15
COMM | 8 | N-VHF2-01 | MC | BCC | NO.2 VHF TRANSCEIVER | TOSBCC2 | 5 | BCC TOP | NO.2 VHF ANTENNA | TO156B | 15 |  |  | 15
COMM | 7 | N-VHF1-01A | MC | BCC | NO.1 VHF TRANSCEIVER | TOSBCC2 | 5 | BCC TOP | NO.1 VHF ANTENNA | TO156B | 15 |  |  | 15
COMM | 7 | N-VHF1-01 | MC | BCC | NO.1 VHF TRANSCEIVER | TOSBCC2 | 5 | BCC TOP | NO.1 VHF ANTENNA | TO156B | 15 |  |  | 15
COMM | 6 | N-ANEM-01 | MC | BCC | DIGITAL TYPE INDICATOR | TOSBCC2 | 4 | BCC TOP | WIND TRANSMITTER | TO156B | 15 |  |  | 15
CONT | 8 | C-NET-800 | MC | BCR | BCC (G/W # 2) | TOSBCC1 | 5 | BCR | REMOTE M. PNL FOR ICCP | TO151 | 5 |  |  | 15
CONT | 8 | A-NT-55 | MC | BCR | BCC(HUB) | TOSBCC1 | 5 | BCR | PRINTER(L/C) | TO152 | 5 |  |  | 15
CONT | 8 | A-NT-54 | MC | BCR | BCC(HUB) | TOSBCC2 | 5 | BCR | PRINTER(BCS) | TO152 | 5 |  |  | 15